## Policy Search
Policy | Description | Geography | Products Type | Policy Approach | Policy Instrument | Policy Status | Adopted | Revised | Updated by CLASP | Fuel Types | Test Method Applied | Responsible Agency | Related Topics | Permalink | Source
2021 Aspen Energy Code | This policy contains heat pump requirements for residential buildings, including single-family homes. It also contains controls requirements for heat pump supplementary heat in commercial buildings. | Colorado | Heat Pumps, Air Conditioning | Mandatory | Building Code | Entered into force, New | 2023 |  | February 2024 | Electricity |  | City of Aspen | AC-to-heat pump | https://cprc-clasp.ngo/index.php/policies/2021-aspen-energy-code | https://www.aspen.gov/DocumentCenter/View/10378/2021-Aspen-Energy-Code
6977/2009 Energy Efficiency Of Distribution Transformers | This standard specifies the energy efficiency of distribution transformers. | Egypt | Power Transformers | Mandatory | Minimum Performance Standard | Entered into force, New | 2009 |  | October 2022 | Electricity | IEC 60076-ser/2008 , ES 1886: Power Transformers Dry Type , ES 4885-1 Instrument transformers part-1Current transformer , ES 4885-1 Instrument transformers part-2 Inductive voltage transformer | Egyptian Organization for Standardization and Quality Control (EOS) | Energy Efficiency, Industrial Sector | https://cprc-clasp.ngo/index.php/policies/69772009-energy-efficiency-distribution-transformers | http://www.eos.org.eg/en/standard/10626
Algeria Order of 25 Safar 1430 corresponding to 21 February 2009 on the energy labeling of household air-conditioners | Air conditioners for domestic use with a cooling capacity less than 12kW. Air-to-water and water-water appliances are excluded | Algeria | Room ACs - Stationary ACs, Portable ACs | Mandatory | Comparative Label | Entered into force, New | 2010 |  | October 2019 | Electricity |  | Agence Nationale pour la Promotion et la Rationalisation de l'Utilisation de l'… | Energy Efficiency | https://cprc-clasp.ngo/index.php/policies/algeria-order-25-safar-1430-corresponding-21-february-2009-energy-labeling-household-air | https://www.energy.gov.dz/Media/galerie/-arrete_du_21_fevrier_2009_relatif_a_l'etiquetage_energetique_des_climatiseurs_a_usage_domestique_5b69515a43778.pdf
Algeria Order of 25 Safar 1430 corresponding to 21 February 2009 on the energy labeling of residential lamps | Incandescent lamps and integrated ballast fluorescent lamps intended to be directly powered by the mains electrical grid. | Algeria | Non-Directional lamps | Mandatory | Comparative Label | Entered into force, New | 2010 |  | October 2019 | Electricity |  | Agence Nationale pour la Promotion et la Rationalisation de l'Utilisation de l'… | Energy Efficiency | https://cprc-clasp.ngo/index.php/policies/algeria-order-25-safar-1430-corresponding-21-february-2009-energy-labeling-residential | https://www.energy.gov.dz/Media/galerie/arrete_du_21_fevrier_2009_relatif_a_l'etiquetage_energetique_des_lampes_domestiques_5b695196e4dec.pdf
Algeria Order of 25 Safar 1430 corresponding to 21 February 2009 on the energy labeling of residential refrigerators, freezers, and combined equipment | Refrigerators, freezers and combined appliances for domestic usage that run on electricity | Algeria | Refrigerators-Freezers, Freezers-only | Mandatory | Comparative Label | Entered into force, New | 2010 |  | October 2019 | Electricity |  | Agence Nationale pour la Promotion et la Rationalisation de l'Utilisation de l'… | Energy Efficiency | https://cprc-clasp.ngo/index.php/policies/algeria-order-25-safar-1430-corresponding-21-february-2009-energy-labeling-residential-0 | https://www.energy.gov.dz/Media/galerie/arrete_du_21_fevrier_2009_etiquetage_appareils_usage_domestique_soumis_aux_regles_efficacite_energetique_5b6950da0ecc4.pdf
AS/NZS 4847.2:2010: Self-ballasted lamps for general lighting services—Minimum Energy Performance standards (MEPS) requirements | This standard specifies Minimum Energy Performance Standards (MEPS) requirements and related attributes for self ballasted compact fluorescent lamps (CFLs) with integrated means for controlling starting and stable operation that are intended for domestic and similar general lighting purposes. This Standard applies to self ballasted lamps of all voltages and wattages irrespective of the type of lamp cap. This Standard covers lamps that are supplied as individual lamps or part of a luminaire. This Standard is to be read in conjunction with AS/NZS 4847.1. | New Zealand | Non-Directional lamps, Directional Lamps | Mandatory | Minimum Performance Standard | Entered into force, New | 2013 |  | November 2019 | Electricity | AS/NZS 4847.1:2010 | Energy Efficiency and Conservation Authority (EECA) | Energy Efficiency | https://cprc-clasp.ngo/index.php/policies/asnzs-484722010-self-ballasted-lamps-general-lighting-services-minimum-energy-performance | https://www.eeca.govt.nz/standards-ratings-and-labels/equipment-energy-efficiency-programme/products-under-the-e3-programme/measures-under-consideration/led-
AS/NZS 4965.2:2008: Performance of close control air conditioners—Minimum energy performance standard (MEPS) requirements | This standard specifies the MEPS for close control air conditioners that fall in the scope of AS/NZS 4965.1. | New Zealand | Climate Controls | Mandatory | Minimum Performance Standard | Entered into force, New | 2008 |  | February 2021 | Electricity | AS/NZS 4965.1:2008 | Energy Efficiency and Conservation Authority (EECA) | Energy Efficiency | https://cprc-clasp.ngo/index.php/policies/asnzs-496522008-performance-close-control-air-conditioners-minimum-energy-performance | http://www.legislation.govt.nz/regulation/public/2002/0009/latest/whole.html#DLM108790
AS/NZS 4782.2:2004: Double-capped fluorescent lamps—Performance specifications—Minimum Energy Performance Standard (MEPS) | This standard specifies the MEPS levels and compliance paths for liquid-chilling packages that fall within the scope of AS/NZS 4776.1.1. | New Zealand | Tubular Lamps | Mandatory | Minimum Performance Standard | Entered into force, New | 2004 |  | November 2019 | Electricity | AS/NZS 4782.1:2004 | Energy Efficiency and Conservation Authority (EECA) | Energy Efficiency | https://cprc-clasp.ngo/index.php/policies/asnzs-478222004-double-capped-fluorescent-lamps-performance-specifications-minimum-energy | https://www.eeca.govt.nz/standards-ratings-and-labels/equipment-energy-efficiency-programme/products-under-the-e3-programme/measures-under-consideration/led-
BDS 101:1991 Electric boiling plates for domestic use | Requirements for electric boiling plates, open type and enclose type intended for operation on AC and DC circuits having voltage rating not exceeding 250 volts. | Bangladesh | Cooktops or Hobs | Mandatory | Minimum Performance Standard | Entered into force, New | 1991 |  | December 2020 | Electricity |  | Bangladesh Standards and Testing Institute | Energy Efficiency | https://cprc-clasp.ngo/index.php/policies/bds-1011991-electric-boiling-plates-domestic-use | https://bsti.portal.gov.bd/sites/default/files/files/bsti.portal.gov.bd/page/c82bd863_c051_46ce_af11_eb5bec479d5b/BSTI%20Standards%20Catalogue-2018%20(1).pdf
BDS 1761:2013 (1st revision) | Energy efficiency rating for self-ballasted lamps (integral type compact florescent lamps) | Bangladesh | Non-Directional lamps | Mandatory | Minimum Performance Standard | Entered into force, New | 2013 |  | December 2020 | Electricity | BDS 1734:2003 | Bangladesh Standards and Testing Institute | Energy Efficiency | https://cprc-clasp.ngo/index.php/policies/bds-17612013-1st-revision-0 | https://bsti.portal.gov.bd/sites/default/files/files/bsti.portal.gov.bd/page/c82bd863_c051_46ce_af11_eb5bec479d5b/BSTI%20Standards%20Catalogue-2018%20(1).pdf
BDS 17:2006 Tungsten filament lamps for domestic and similar general lighting purposes (Third Revision) | Applies to incandescent lamps for general lighting for those lamps of 25 W to 200 W rating, 100 V to 250 V with a nominal life of 1000 hours. Also describes methods of test. | Bangladesh | Non-Directional lamps | Mandatory | Minimum Performance Standard | Entered into force, New | 2006 |  | December 2020 | Electricity | BDS IEC 60081:2006 | Bangladesh Standards and Testing Institute | Energy Efficiency | https://cprc-clasp.ngo/index.php/policies/bds-172006-tungsten-filament-lamps-domestic-and-similar-general-lighting-purposes-third | https://bsti.portal.gov.bd/sites/default/files/files/bsti.portal.gov.bd/page/c82bd863_c051_46ce_af11_eb5bec479d5b/BSTI%20Standards%20Catalogue-2018%20(1).pdf
BDS 1849:2012 | This standard covers the methods of determining the performance of self-contained Refrigerators/Freezers intended for household use. | Bangladesh | Refrigerators-Freezers, Freezers-only | Mandatory | Minimum Performance Standard | Entered into force, New | 2012 |  | January 2020 | Electricity | ISO 7371; AS1430; AS 2575.2; SL 1230 | Bangladesh Standards and Testing Institute | Energy Efficiency | https://cprc-clasp.ngo/index.php/policies/bds-18492012 | https://bsti.portal.gov.bd/sites/default/files/files/bsti.portal.gov.bd/page/c82bd863_c051_46ce_af11_eb5bec479d5b/BSTI%20Standards%20Catalogue-2018%20(1).pdf
BDS 1853:2012 Performance of close control air conditioners — minimum energy performance standard (MEPS) requirements | This Standard specifies the minimum energy performance standard (MEPS) requirements for close control air conditioners that fall in the scope of ASINZS 4965.1.This Standard does not specify electrical safety requirements. | Bangladesh | Room ACs - Stationary ACs | Mandatory | Minimum Performance Standard | Entered into force, New | 2012 |  | December 2020 | Electricity | BDS ISO 5151:2011 | Bangladesh Standards and Testing Institute | Energy Efficiency | https://cprc-clasp.ngo/index.php/policies/bds-18532012-performance-close-control-air-conditioners-minimum-energy-performance | https://bsti.portal.gov.bd/sites/default/files/files/bsti.portal.gov.bd/page/c82bd863_c051_46ce_af11_eb5bec479d5b/BSTI%20Standards%20Catalogue-2018%20(1).pdf
BDS 252:1990 Portable electric immersion water heaters for domestic use (First Revision) | Requirements for portable immersion heaters having voltages not exceeding 250 volts. It also covers the rated voltage, rated wattage and tests. | Bangladesh | Instantaneous Water Heaters | Mandatory | Minimum Performance Standard | Entered into force, New | 1990 |  | December 2020 | Electricity |  | Bangladesh Standards and Testing Institute | Energy Efficiency | https://cprc-clasp.ngo/index.php/policies/bds-2521990-portable-electric-immersion-water-heaters-domestic-use-first-revision | https://bsti.portal.gov.bd/sites/default/files/files/bsti.portal.gov.bd/page/c82bd863_c051_46ce_af11_eb5bec479d5b/BSTI%20Standards%20Catalogue-2018%20(1).pdf
BDS 253:1990 Electric kettles for domestic use (First Revision) | Minimum requirements for electric kettles with metalic bodies meant for domestic use and having voltages not exceeding 250 volts. | Bangladesh | Electric Kettles | Mandatory | Minimum Performance Standard | Entered into force, New | 1990 |  | December 2020 | Electricity |  | Bangladesh Standards and Testing Institute | Energy Efficiency | https://cprc-clasp.ngo/index.php/policies/bds-2531990-electric-kettles-domestic-use-first-revision | https://bsti.portal.gov.bd/sites/default/files/files/bsti.portal.gov.bd/page/c82bd863_c051_46ce_af11_eb5bec479d5b/BSTI%20Standards%20Catalogue-2018%20(1).pdf
BDS 290:1990 Portable electric radiator for domestic use | This policy establishes requirements for portable radiators with voltage less than 250 volts. | Bangladesh | Portable Heaters | Mandatory | Minimum Performance Standard | Entered into force, New | 1990 |  | December 2020 | Electricity |  | Bangladesh Standards and Testing Institute | Energy Efficiency | https://cprc-clasp.ngo/index.php/policies/bds-2901990-portable-electric-radiator-domestic-use | https://bsti.portal.gov.bd/sites/default/files/files/bsti.portal.gov.bd/page/c82bd863_c051_46ce_af11_eb5bec479d5b/BSTI%20Standards%20Catalogue-2018%20(1).pdf
BDS 563:1965 Electrical performance of power transformers | Covers power transformers | Bangladesh | Internal Power Supply | Mandatory | Minimum Performance Standard | Entered into force, New | 2012 |  | December 2020 | Electricity |  | Bangladesh Standards and Testing Institute | Energy Efficiency | https://cprc-clasp.ngo/index.php/policies/bds-5631965-electrical-performance-power-transformers | https://bsti.portal.gov.bd/sites/default/files/files/bsti.portal.gov.bd/page/c82bd863_c051_46ce_af11_eb5bec479d5b/BSTI%20Standards%20Catalogue-2018%20(1).pdf
BNS 5: Part 8: 2013 Labelling – Energy labelling of household appliances and products - Requirements | This standard Specifies the terms and conditions under which major household appliances shall be labelled. It identifies the information which consumers shall receive on the energy label of major household appliances. | Barbados | Televisions, DVD¦Blu-Ray Players, Ovens, Dishwashers, Cooktops or Hobs, Clothes Dryers, Washing Machines, Directional Lamps, 3-Phase Motors, Portable Fans, Room ACs - Stationary ACs, Evaporative Coolers, Storage Water Heaters, Pumps Other, Refrigerators-Freezers, Freezers-only | Mandatory | Comparative Label | Entered into force, New | 2013 |  | November 2020 | Electricity |  | Ministry of Trade, Energy Division | Energy Efficiency | https://cprc-clasp.ngo/index.php/policies/bns-5-part-8-2013-labelling-energy-labelling-household-appliances-and-products | https://commerce.gov.bb/wp-content/uploads/2020/08/BNSI-Standards-Catalogue-2020-.pdf , http://www.oas.org/en/sedi/dsd/Energy/03_CROSQ_Fulgence_StPrix.pdf----https://commerce.gov.bb/wp-content/uploads/2020/08/BNSI-Standards-Catalogue-2020-.pdf
Carpentry work -Exterior windows -Part 6 - Energy efficiency labeling | It determines the energy efficiency class of a window, associated with a range of energy flow values ​​through the area of ​​the window system (profile + glass), both for the winter and summer periods, determined according to IRAM Standard 11.507-6 / 2018. It is expressed in kWh / m2. | Argentina | Windows | Mandatory | Comparative Label | Entered into force, New | 2018 |  | August 2019 | Other | IRAM 11507-6 ¦ 2018 | Secretaria de Energia (Secretary of Energy) | Energy Efficiency | https://cprc-clasp.ngo/index.php/policies/carpentry-work-exterior-windows-part-6-energy-efficiency-labeling | https://www.argentina.gob.ar/economia/energia/eficiencia-energetica/eficiencia-energetica-en-edificaciones/etiquetado-de-ventanas
CEL - Alternative Current Contactor | This policy covers alternative current contractors. | China | Contactors | Mandatory | Comparative Label | Entered into force, New | 2010 |  | May 2021 | Electricity | GB 14048.1 GB 14048.4 | National Development and Reform Commission (NDRC); and State Administration for… | Energy Efficiency, Industrial Sector | https://cprc-clasp.ngo/index.php/policies/cel-alternative-current-contactor | https://www.energylabelrecord.com/userfiles/2/files/cms/article/2017/04/5%E9%99%84%E4%BB%B620_%E4%BA%A4%E6%B5%81%E6%8E%A5%E8%A7%A6%E5%99%A8%E8%83%BD%E6%BA%90%E6%95%88%E7%8E%87%E6%A0%87%E8%AF%86%E5%AE%9E%E6%96%BD%E8%A7%84%E5%88%99.pdf
CEL - Commercial refrigerated cabinets with self-contained condensing unit | This policy covers commercial refrigerated cabinets with self-contained condensing unit. | China | Refrigerated Cabinets | Mandatory | Comparative Label | Entered into force, New | 2017 |  | May 2021 | Electricity | GB/T 21001.1; GB/T 21001.2-2015; GB/T 21001.3; SB/T 10794.1-2012; SB/T 10794.2-2012; SB/T 10794.3-2012 | National Development and Reform Commission (NDRC); and State Administration for… | Energy Efficiency | https://cprc-clasp.ngo/index.php/policies/cel-commercial-refrigerated-cabinets-self-contained-condensing-unit | https://www.energylabelrecord.com/userfiles/2/files/cms/article/2019/10/%E8%83%BD%E6%BA%90%E6%95%88%E7%8E%87%E6%A0%87%E8%AF%86%E5%AE%
CEL - Ducted Air Conditioners | This policy covers ducted air conditioners. | China | Central ACs | Mandatory | Comparative Label | Entered into force, New | 2020 |  | May 2021 | Electricity | GB/T 17758-2010; GB/T 18836; GB 21455; GB/T 25128-2010 | National Development and Reform Commission (NDRC); and State Administration for… | Energy Efficiency | https://cprc-clasp.ngo/index.php/policies/cel-ducted-air-conditioners | https://www.energylabelrecord.com/userfiles/2/files/cms/article/2020/04/%E9%A3%8E%E7%AE%A1%E9%80%81%E9%A3%8E%E5%BC%8F%E7%A9%BA%E8%B0%
CEL - High Pressure Sodium Lamps | Applies to ordinary high-pressure sodium vapor lamps with transparent glass cover for outdoor lighting service and rated power 50W; 70W; 100W; 150W; 250W; 400W; and 1000W with matching ballasts and ignitors; and can be started and operate normally with 92-106 percent of rated voltage. | China | Streetlighting | Mandatory | Comparative Label | Entered into force, New | 2008 |  | May 2021 | Electricity | GB 19573-2004 GB/T 13434 GB/T 13259 | National Development and Reform Commission (NDRC); and State Administration for… | Energy Efficiency | https://cprc-clasp.ngo/index.php/policies/cel-high-pressure-sodium-lamps | https://www.energylabelrecord.com/userfiles/2/files/cms/article/2017/04/%E9%99%84%E4%BB%B66_%E9%AB%98%E5%8E%8B%E9%92%A0%E7%81%AF%E8%83%BD%E6%BA%90%E6%95%88%E7%8E%87%E6%A0%87%E8%AF%86%E5%AE%9E%E6%96%BD%E8%A7%84%E5%88%99.pdf
CEL - Lithium Bromide Absorption Chillers | This policy covers lithium bromide absorption chillers. | China | Central ACs | Mandatory | Comparative Label | Entered into force, New | 2013 |  | June 2021 | Electricity | GB/T 18362; GB/T 18431 | National Development and Reform Commission (NDRC); and State Administration for… | Energy Efficiency | https://cprc-clasp.ngo/index.php/policies/cel-lithium-bromide-absorption-chillers | https://www.energylabelrecord.com/userfiles/2/files/cms/article/2017/04/7%E9%99%84%E4%BB%B635_%E6%BA%B4%E5%8C%96%E9%94%82%E5%90%B8%E6%
CEL - Three-Phase Permanent Magnet Synchronous Motors | This policy covers asynchronous, three-phase permanent magnet synchronous motors. | China | 3-Phase Motors | Mandatory | Comparative Label | Entered into force, New | 2014 |  | May 2021 | Electricity | GB 755-2008; GB 10068-2008; GB 10069.3-2008; GB/T 22669-2008; GB/T 22670-2008 | National Development and Reform Commission (NDRC); and State Administration for… | Energy Efficiency | https://cprc-clasp.ngo/index.php/policies/cel-three-phase-permanent-magnet-synchronous-motors | https://www.energylabelrecord.com/userfiles/2/files/cms/article/2020/04/%E6%B0%B8%E7%A3%81%E5%90%8C%E6%AD%A5%E7%94%B5%E5%8A%A8%E6%9C%BA%E8%83%BD%E6%BA%90%E6%95%88%E7%8E%87%E6%A0%87%E8%AF%86%E5%AE%9E%E6%96%BD%E8%A7%84%E5%88%99.pdf
CEL - Variable-Frequency and Permanent Magnet Synchronous Motors for Elevators | This policy covers permanent magnet synchronous motors for elevators and variable-frequency, permanent magnet synchronous motors. | China | Variable Speed Drives | Mandatory | Comparative Label | Entered into force, New | 2014 |  | May 2021 | Electricity | GB 755-2008; GB 10068-2008; GB 10069.3-2008; GB/T 22669-2008; GB/T 22670-2008 | National Development and Reform Commission (NDRC); and State Administration for… | Energy Efficiency | https://cprc-clasp.ngo/index.php/policies/cel-variable-frequency-and-permanent-magnet-synchronous-motors-elevators | https://www.energylabelrecord.com/userfiles/2/files/cms/article/2020/04/%E6%B0%B8%E7%A3%81%E5%90%8C%E6%AD%A5%E7%94%B5%E5%8A%A8%E6%9C%
CEL - Water Chillers | Applies to water chilling/heat pump packages using the vapor compression cycle with electric motor driven compressor. | China | Chillers - Cooler Towers | Mandatory | Comparative Label | Entered into force, New | 2008 |  | May 2021 | Electricity | GB/T 18430.1 GB/T 18430.2 GB 18070 | National Development and Reform Commission (NDRC); and State Administration for… | Energy Efficiency | https://cprc-clasp.ngo/index.php/policies/cel-water-chillers | https://www.energylabelrecord.com/userfiles/2/files/cms/article/2017/04/7_%E5%86%B7%E6%B0%B4%E6%9C%BA%E7%BB%84%E8%83%BD%E6%BA%90%E6%95%88%E7%8E%87%E6%A0%87%E8%AF%86%E5%AE%9E%E6%96%BD%E8%A7%84%E5%88%99.pdf
CEL 035-2016 Projectors | This policy contains energy labeling requirements for projectors. It applies to LCD and DLP projectors that work normally under grid voltage with projection as the main function and high-pressure mercury lamps or metal halide lamps as the light source. It is not suitable for integrated projection units consisting of a projection screen and projector, e.g., professional projectors for cinema projection. | China | Projectors | Mandatory | Comparative Label | Entered into force, New | 2015 |  | October 2022 | Electricity | GB/T 8170; GB 20943; SJ/T 11332; SJ/T 11346 | National Development and Reform Commission (NDRC); and State Administration for… | Energy Efficiency | https://cprc-clasp.ngo/index.php/policies/cel-035-2016-projectors | https://www.energylabel.com.cn/cpbazlxz/display.htm?contentId=e59e428822a54893b571a5cf2b9b4f56
CEL- Air Cleaners | This policy covers air cleaners. | China | Air Cleaners | Mandatory | Comparative Label | Entered into force, New | 2019 |  | May 2021 | Electricity | GB/T 18801-2015; GB/T 18883-2002 | National Development and Reform Commission (NDRC); and State Administration for… | Energy Efficiency | https://cprc-clasp.ngo/index.php/policies/cel-air-cleaners | https://www.energylabelrecord.com/userfiles/2/files/cms/article/2020/04/%E7%A9%BA%E6%B0%94%E5%87%80%E5%8C%96%E5%99%A8%E8%83%BD%E6%BA%
CEL- Digital Television Adapters (Set Top Box) | This policy covers digital television adapters (set top box). | China | Set Top Boxes (STB) | Mandatory | Comparative Label | Entered into force, New | 2011 |  | May 2021 | Electricity | GB/T 2829-2002; GB/T 14857; GB/T 17700; GB/T 17975.1; GB/T 17975.2; GB/T 17975.3; GB/T 20600; GB 20943; GD/JN 01; GY/T 155; GY/T 170; IEC 62087:2008 | National Development and Reform Commission (NDRC); and State Administration for… | Energy Efficiency | https://cprc-clasp.ngo/index.php/policies/cel-digital-television-adapters-set-top-box | https://www.energylabelrecord.com/userfiles/66cce27f96114f04a415b6ae8a84224d/files/cms/article/2021/05/%E6%9C%BA%E9%A1%B6%E7%9B%92.pdf
CEL- Directional Integrated LED Lamps for Indoor Lighting | This policy covers directional integrated LED lamps. | China | Directional Lamps | Mandatory | Comparative Label | Entered into force, New | 2020 |  | May 2021 | Electricity | GB/T 29295; GB/T 29296 | National Development and Reform Commission (NDRC); and State Administration for… | Energy Efficiency | https://cprc-clasp.ngo/index.php/policies/cel-directional-integrated-led-lamps-indoor-lighting | https://www.energylabelrecord.com/userfiles/2/files/cms/article/2020/04/%E5%AE%A4%E5%86%85%E7%85%A7%E6%98%8E%E7%94%A8LED%20%E4%BA%A7%E
CEL- Household Air Conditioning Electric Ventilating Fans | This policy covers household and similar purposes A.C. electric ventilating fans. | China | Exhaust Fans | Mandatory | Comparative Label | Entered into force, New | 2016 |  | May 2021 | Electricity | GB/T 1236; GB/T 2828.1; GB/T 2829; GB/T 14806 | National Development and Reform Commission (NDRC); and State Administration for… | Energy Efficiency | https://cprc-clasp.ngo/index.php/policies/cel-household-air-conditioning-electric-ventilating-fans | https://www.energylabelrecord.com/userfiles/2/files/cms/article/2019/09/%E8%83%BD%E6%BA%90%E6%95%88%E7%8E%87%E6%A0%87%E8%AF%86%E5%AE%
CEL- LED Luminaires for Road and Tunnel Lighting | This policy covers LED luminaires for road and tunnel lighting. | China | Streetlighting | Mandatory | Comparative Label | Entered into force, New | 2020 |  | May 2021 | Electricity | GB/T 24826; GB/T 31897.201 | National Development and Reform Commission (NDRC); and State Administration for… | Energy Efficiency | https://cprc-clasp.ngo/index.php/policies/cel-led-luminaires-road-and-tunnel-lighting | https://www.energylabelrecord.com/userfiles/2/files/cms/article/2020/04/%E9%81%93%E8%B7%AF%E5%92%8C%E9%9A%A7%E9%81%93%E7%85%A7%E6%98%8
CEL- LED products for indoor lighting: LED downlights | This policy covers LED downlights. | China | Indoor Luminaires | Mandatory | Comparative Label | Entered into force, New | 2020 |  | June 2021 | Electricity | GB/T 29293; GB/T 29294 | National Development and Reform Commission (NDRC); and State Administration for… | Energy Efficiency | https://cprc-clasp.ngo/index.php/policies/cel-led-products-indoor-lighting-led-downlights | https://www.energylabelrecord.com/userfiles/2/files/cms/article/2020/04/%E5%AE%A4%E5%86%85%E7%85%A7%E6%98%8E%E7%94%A8LED%20%E4%BA%A7%E
CEL- Low Ambient Temperature Air Source Heat Pumps | This policy covers low ambient temperature air source heat pumps. | China | Heat Pumps | Mandatory | Comparative Label | Entered into force, New | 2020 |  | May 2021 | Electricity | GB/T 21362-2008; GB/T 25127.1-2010; GB/T 25127.2-2010; JB/T 12841-2016 | National Development and Reform Commission (NDRC); and State Administration for… | Energy Efficiency | https://cprc-clasp.ngo/index.php/policies/cel-low-ambient-temperature-air-source-heat-pumps | https://www.energylabelrecord.com/userfiles/2/files/cms/article/2020/04/%E4%BD%8E%E7%8E%AF%E5%A2%83%E6%B8%A9%E5%BA%A6%E7%A9%BA%E6%B0%
CEL- Rice cookers | This policy covers rice cookers. | China | Rice Cookers | Mandatory | Comparative Label | Entered into force, New | 2018 |  | May 2021 | Electricity | GB 4706.1; GB 4706.19; QB/T 4099 | National Development and Reform Commission (NDRC); and State Administration for… | Energy Efficiency | https://cprc-clasp.ngo/index.php/policies/cel-rice-cookers | https://www.energylabelrecord.com/userfiles/2/files/cms/article/2019/09/%E8%83%BD%E6%BA%90%E6%95%88%E7%8E%87%E6%A0%87%E8%AF%86%E5%AE%
CEL-011. Multi-Connected -Heat Pump- Air Conditioner | Applies to multi-connected air conditioning -heat pump unit of T1 climate type. Does NOT apply to double or multiple cooling circulation system unit. | China | Central ACs | Mandatory | Comparative Label | Entered into force, New | 2009 |  | August 2018 | Electricity | GB/T 18837 | National Development and Reform Commission (NDRC); and State Administration for… | Energy Efficiency | https://cprc-clasp.ngo/index.php/policies/cel-011-multi-connected-heat-pump-air-conditioner | https://www.energylabelrecord.com/userfiles/2/files/cms/article/2017/04/%E9%99%84%E4%BB%B66_%E5%A4%9A%E8%81%94%E5%BC%8F%E5%BC%8F%E7%A9%BA%E8%B0%83%C3%AF%C2%BC%C2%88%E7%83%AD%E6%B3%B5%C3%AF%C2%BC%C2%89%E6%9C%BA%E7%BB%84%E8%83%BD%E6%BA%90%E6%95%88%E7%8E%87%E6%A0%87%E8%AF%86%E5%AE%9E%E6%96%BD%E8%A7%84%E5%88%99.pdf
CEL-012. Electric Storage Water Heaters | Applies only to Electrical storage water heaters. Energy Labeling Classes: 5. The rating requirements for the label are specified on national energy standards GB 21519-2008. | China | Storage Water Heaters | Mandatory | Comparative Label | Entered into force, New | 2009 |  | May 2021 | Electricity | GB/T 20289-2006 GB 21519-2008 | National Development and Reform Commission (NDRC); and State Administration for… | Energy Efficiency | https://cprc-clasp.ngo/index.php/policies/cel-012-electric-storage-water-heaters | https://www.energylabelrecord.com/userfiles/2/files/cms/article/2017/04/%E9%99%84%E4%BB%B66_%E5%82%A8%E6%B0%B4%E5%BC%8F%E7%94%B5%E7%83%AD%E6%B0%B4%E5%99%A8%E8%83%BD%E6%BA%90%E6%95%88%E7%8E%87%E6%A0%87%E8%AF%86%E5%AE%9E%E6%96%BD%E8%A7%84%E5%88%99.pdf
CEL-014. Computer Monitors | Applies to CRT and LCD monitors for computers working under normal electricity grid voltage and those displays with tuners and or receivers mainly used as computer monitors. | China | Displays | Mandatory | Comparative Label | Entered into force, New | 2009 | 2015 | May 2021 | Electricity | GB 21520-2008 CCEC/T23-2003 GB 20943-2013 GB 20943 SJ/T 11292 | National Development and Reform Commission (NDRC); and State Administration for… | Energy Efficiency | https://cprc-clasp.ngo/index.php/policies/cel-014-computer-monitors | https://www.energylabelrecord.com/userfiles/2/files/cms/article/2017/04/7%E9%99%84%E4%BB%B616_%E8%AE%A1%E7%AE%97%E6%9C%BA%E6%98%BE%E7%A4%BA%E5%99%A8%E8%83%BD%E6%BA%90%E6%95%88%E7%8E%87%E6%A0%87%E8%AF%86%E5%AE%9E%E6%96%BD%E8%A7%84%E5%88%99.pdf
CEL-021. Power Transformer | Applies to remote refrigerated display cabinets for food sales and display. Does NOT apply to refrigerated automatic vending machine or refrigerated display cabinets which are not for retail purpose. | China | Power Transformers | Mandatory | Comparative Label | Entered into force, New | 2010 |  | May 2021 | Electricity | GB 1094.1-1996 GB/T 2900.15-1997 GB/T 6451-2008 GB 24790-2009 | National Development and Reform Commission (NDRC); and State Administration for… | Energy Efficiency, Industrial Sector | https://cprc-clasp.ngo/index.php/policies/cel-021-power-transformer | https://www.energylabelrecord.com/xzzq/display.htm?contentId=ae2f1677d59a46688deb3fdd6b01095c
CEL-034. Cooker Hood | Applies to cooker hoods with the rated voltage not exceeding 250 V and cookers stove and similar types with upper hood | China | Cooktops or Hobs | Mandatory | Comparative Label | Entered into force, New | 2015 |  | May 2021 | Electricity | GB 29539-2013 | National Development and Reform Commission (NDRC); and State Administration for… | Energy Efficiency | https://cprc-clasp.ngo/index.php/policies/cel-034-cooker-hood | https://www.energylabelrecord.com/userfiles/2/files/cms/article/2017/04/7%E9%99%84%E4%BB%B630_%E5%90%B8%E6%B2%B9%E7%83%9F%E6%9C%BA%E8%83%BD%E6%BA%90%E6%95%88%E7%8E%87%E6%A0%87%E8%AF%86%E5%AE%9E%E6%96%BD%E8%A7%84%E5%88%99.pdf
CEL-039. Commercial Gas Stoves | Applies to commercial gas-to-energy stoves with a rated thermal load of single burner not exceeding 60 kW and a nominal heat load of each burner not exceeding 80 kW and a vapor pressure not exceeding 500Pa. A nominal diameter should not be less than 600 mm. | China | Ovens | Mandatory | Comparative Label | Entered into force, New | 2015 |  | May 2021 | Gas | GB/T 13611, GB 30720-2014 | National Development and Reform Commission (NDRC); and State Administration for… | Energy Efficiency | https://cprc-clasp.ngo/index.php/policies/cel-039-commercial-gas-stoves | https://www.energylabelrecord.com/userfiles/2/files/cms/article/2017/04/7%E9%99%84%E4%BB%B633_%E5%95%86%E7%94%A8%E7%87%83%E6%B0%94%E7%81%B6%E5%85%B7%E8%83%BD%E6%BA%90%E6%95%88%E7%8E%87%E6%A0%87%E8%AF%86%E5%AE%9E%E6%96%BD%E8%A7%84%E5%88%99.pdf
CEL-LED products for indoor lighting: Non-directional self ballasted LED lamp | This policy covers LED products for indoor lighting: Non directional self ballasted LED lamp. | China | Non-Directional lamps | Mandatory | Comparative Label | Entered into force, New | 2020 |  | May 2021 | Electricity | GB/T 24908; GB/T 31112; GB/T 24824 | National Development and Reform Commission (NDRC); and State Administration for… | Energy Efficiency | https://cprc-clasp.ngo/index.php/policies/cel-led-products-indoor-lighting-non-directional-self-ballasted-led-lamp | https://www.energylabelrecord.com/userfiles/2/files/cms/article/2020/04/%E5%AE%A4%E5%86%85%E7%85%A7%E6%98%8E%E7%94%A8LED%20%E4%BA%A7%E5%93%81%E8%83%BD%E6%BA%90%E6%95%88%E7%8E%87%E6%A0%87%E8%AF%86%E5%AE%9E%E6%96%BD%E8%A7%84%E5%88%99.pdf
China Water Efficiency Labeling Program (CWEL) | The Water Efficiency Labeling Programwas introduced in 2017 and became effective on March 1, 2018. This program is a mandatory and categorical labeling program. A product catalogue is expected to be created under this program, and products part of the catalogue are required to be registered and approved by China National Institute of Standardization (CNIS). | China | Toilets | Mandatory | Comparative Label | Entered into force, New | 2018 |  | January 2021 | Water |  | National Development and Reform Commission, Ministry of Water Resources | Water Efficiency | https://cprc-clasp.ngo/index.php/policies/china-water-efficiency-labeling-program-cwel | http://www.cnstandards.net/index.php/resource/energy-conservation/china-water-efficiency-labeling/
China Water Efficiency Labeling Program (CWEL) | The Water Efficiency Labeling Programwas introducedin 2017 and became effective on March 1, 2018. This program is a mandatory and categorical labeling program. A product catalogue is expected to be created under this program, and products part of the catalogue are required to be registered and approved by China National Institute of Standardization (CNIS). | China | Urinals | Mandatory | Comparative Label | Entered into force, New | 2021 |  | January 2021 | Water |  | National Development and Reform Commission, Ministry of Water Resources | Water Efficiency | https://cprc-clasp.ngo/index.php/policies/china-water-efficiency-labeling-program-cwel-0 | http://www.cnstandards.net/index.php/resource/energy-conservation/china-water-efficiency-labeling/
China Water Efficiency Labeling Program (CWEL) | The Water Efficiency Labeling Programwas introducedin 2017 and became effective on March 1, 2018. This program is a mandatory and categorical labeling program. A product catalogue is expected to be created under this program, and products part of the catalogue are required to be registered and approved by China National Institute of Standardization (CNIS). | China | Showers or Showerheads | Mandatory | Comparative Label | Entered into force, New | 2021 |  | January 2021 | Water |  | National Development and Reform Commission, Ministry of Water Resources | Water Efficiency | https://cprc-clasp.ngo/index.php/policies/china-water-efficiency-labeling-program-cwel-1 | http://www.cnstandards.net/index.php/resource/energy-conservation/china-water-efficiency-labeling/
China Water Efficiency Labeling Program (CWEL) | The Water Efficiency Labeling Programwas introducedin 2017 and became effective on March 1, 2018. This program is a mandatory and categorical labeling program. A product catalogue is expected to be created under this program, and products part of the catalogue are required to be registered and approved by China National Institute of Standardization (CNIS). | China | Taps or Faucets | Mandatory | Comparative Label | Entered into force, New | 2021 |  | January 2021 | Water |  | National Development and Reform Commission, Ministry of Water Resources | Water Efficiency | https://cprc-clasp.ngo/index.php/policies/china-water-efficiency-labeling-program-cwel-2 | http://www.cnstandards.net/index.php/resource/energy-conservation/china-water-efficiency-labeling/
China Water Efficiency Labeling Program (CWEL) | Squatting Toilets | China | Toilets | Mandatory | Comparative Label | Entered into force, New | 2021 |  | January 2021 | Water | GB 6952 | National Development and Reform Commission, Ministry of Water Resources | Water Efficiency | https://cprc-clasp.ngo/index.php/policies/china-water-efficiency-labeling-program-cwel-3 | http://www.cnstandards.net/index.php/resource/energy-conservation/china-water-efficiency-labeling/
Commission Delegated Regulation (EU) 2015/1094 of 5 May 2015 | This Regulation establishes requirements for the labelling of, and the provision of supplementary product information on, professional refrigerated storage cabinets. | United Kingdom | Refrigerated Cabinets | Mandatory | Comparative Label | Entered into force, New | 2015 |  | October 2023 | Electricity |  |  | Energy Efficiency, Industrial Sector | https://cprc-clasp.ngo/index.php/policies/commission-delegated-regulation-eu-20151094-5-may-2015-0 | https://www.legislation.gov.uk/eur/2015/1094/contents/adopted
Commission Delegated Regulation (EU) 2015/1094 of 5 May 2015 supplementing Directive 2010/30/EU of the European Parliament and of the Council with regard to the energy labelling of professional refrigerated storage cabinets | This Regulation establishes requirements for the labelling of, and the provision of supplementary product information on, professional refrigerated storage cabinets. This Policy is under review by the European Commission and is expected to be revised in 2024. | European Union | Refrigerated Cabinets | Mandatory | Comparative Label | Entered into force, New | 2015 |  | September 2023 | Electricity |  | European Commission - DG Energy | Energy Efficiency, Industrial Sector | https://cprc-clasp.ngo/index.php/policies/commission-delegated-regulation-eu-20151094-5-may-2015-supplementing-directive-201030eu | https://eur-lex.europa.eu/legal-content/EN/TXT/?uri=CELEX:02015R1094-20170307
Commission Delegated Regulation (EU) 2015/1186 of 24 April 2015 | Applies to solid fuel local space heaters with a nominal heat output of 50 kW or less. Solid fuel small combustion installations. | United Kingdom | Portable Heaters, Boilers and Furnaces | Mandatory | Comparative Label | Entered into force, New | 2015 |  | October 2023 | Solid Fuel |  |  | Energy Efficiency | https://cprc-clasp.ngo/index.php/policies/commission-delegated-regulation-eu-20151186-24-april-2015-0 | https://www.legislation.gov.uk/eur/2015/1186/contents
Commission Delegated Regulation (EU) 2015/1186 of 24 April 2015 supplementing Directive 2010/30/EU of the European Parliament and of the Council with regard to the energy labelling of local space heaters | Applies to solid fuel local space heaters with a nominal heat output of 50 kW or less. Solid fuel small combustion installations. This Policy is under review by the European Commission in the Ecodesign for Sustainable Products Regulation working plan 2025-2030 and is expected to be revized in 2026. | European Union | Portable Heaters, Boilers and Furnaces | Mandatory | Comparative Label | Entered into force, New | 2015 |  | September 2023 | Solid Fuel |  | European Commission - DG Energy | Energy Efficiency | https://cprc-clasp.ngo/index.php/policies/commission-delegated-regulation-eu-20151186-24-april-2015-supplementing-directive-201030eu | https://eur-lex.europa.eu/legal-content/EN/TXT/?uri=CELEX%3A02015R1186-20170307
Commission Delegated Regulation (EU) 2015/1187 of 27 April 2015 Commission Delegated Regulation (EU) 2015/1187 of 27 April 2015 supplementing Directive 2010/30/EU of the European Parliament and of the Council with regard to energy labelling | Commission Delegated Regulation (EU) 2015/1187 of 27 April 2015 supplementing Directive 2010/30/EU of the European Parliament and of the Council with regard to energy labelling of solid fuel boilers and packages of a solid fuel boiler, supplementary heaters, temperature controls and solar devices | European Union | Boilers and Furnaces | Mandatory | Comparative Label | Entered into force, New | 2015 |  | September 2023 | Solid Fuel |  | European Commission - DG Energy | Energy Efficiency | https://cprc-clasp.ngo/index.php/policies/commission-delegated-regulation-eu-20151187-27-april-2015-commission-delegated-regulation | https://eur-lex.europa.eu/legal-content/EN/TXT/?uri=CELEX%3A02015R1187-20170307
Commission Delegated Regulation (EU) 2015/1187 of 27 April 2015 supplementing Directive 2010/30/EU of the European Parliament and of the Council | Commission Delegated Regulation (EU) 2015/1187 of 27 April 2015 supplementing Directive 2010/30/EU of the European Parliament and of the Council with regard to energy labelling of solid fuel boilers and packages of a solid fuel boiler, supplementary heaters, temperature controls and solar devices | United Kingdom | Boilers and Furnaces | Mandatory | Comparative Label | Entered into force, New | 2015 |  | October 2023 | Solid Fuel |  |  | Energy Efficiency | https://cprc-clasp.ngo/index.php/policies/commission-delegated-regulation-eu-20151187-27-april-2015-supplementing-directive-0 | https://www.legislation.gov.uk/eur/2015/1187/contents/2015-04-27
Commission Delegated Regulation (EU) 2019/2014 of 11 March 2019 | This Regulation establishes requirements for the labelling of and the provision of supplementary product information on electric mains-operated household washing machines and electric mains-operated household washing machines that can also be powered by batteries; including those sold for non-household use and built-in household washing machines. This Regulation shall not apply to household combined washer-driers. | United Kingdom | Washer and Dryers, Washing Machines | Mandatory | Comparative Label | Entered into force, New | 2019 |  | October 2023 | Electricity, Water |  |  | Energy Efficiency, Water Efficiency | https://cprc-clasp.ngo/index.php/policies/commission-delegated-regulation-eu-20192014-11-march-2019 | https://www.legislation.gov.uk/eur/2019/2014/contents
Commission Delegated Regulation (EU) 2019/2016 of 11 March 2019 supplementing Regulation (EU) 2017/1369 of the European Parliament and of the Council with regard to energy labelling of refrigerating appliances | This Regulation establishes requirements for the labelling of and the provision of supplementary product information on electric mains-operated household refrigerating appliances with a storage volume between 10 and 1500 litres. It shall also apply to electric mains-operated household refrigerating appliances that can be battery-operated. | United Kingdom | Wine Chillers, Refrigerators-Freezers, Freezers-only | Mandatory | Comparative Label | Entered into force, New | 2019 |  | October 2023 | Electricity | EN 153 |  | Energy Efficiency | https://cprc-clasp.ngo/index.php/policies/commission-delegated-regulation-eu-20192016-11-march-2019-supplementing-regulation-eu-0 | https://www.legislation.gov.uk/eur/2019/2016/contents
Commission Delegated Regulation (EU) 2019/2016 of 11 March 2019 supplementing Regulation (EU) 2017/1369 of the European Parliament and of the Council with regard to energy labelling of refrigerating appliances | This Regulation establishes requirements for the labelling of and the provision of supplementary product information on electric mains-operated household refrigerating appliances with a storage volume between 10 and 1500 litres. It shall also apply to electric mains-operated household refrigerating appliances that can be battery-operated. This Policy is under review by the European Commission in the Ecodesign for Sustainable Products Regulation working plan 2025-2030 and is expected to be revized in 2028. | European Union | Wine Chillers, Refrigerators-Freezers, Freezers-only | Mandatory | Comparative Label | Entered into force, New | 2019 |  | September 2023 | Electricity | EN 153 | European Commission - DG Energy | Energy Efficiency | https://cprc-clasp.ngo/index.php/policies/commission-delegated-regulation-eu-20192016-11-march-2019-supplementing-regulation-eu | https://eur-lex.europa.eu/legal-content/EN/TXT/?uri=CELEX%3A02019R2016-20210501
Commission Delegated Regulation (EU) 2019/2018 of 11 March 2019 supplementing Regulation (EU) 2017/1369 of the European Parliament and of the Council with regard to energy labelling of refrigerating appliances with a direct sales function | This Regulation establishes ecodesign requirements for the placing on the market or the putting into service of electric mains-operated refrigerating appliances with a direct sales function, including appliances sold for refrigeration of items other than foodstuffs. | United Kingdom | Refrigerated Vending Machines | Mandatory | Comparative Label | Entered into force, New | 2019 |  | October 2023 | Electricity |  |  | Energy Efficiency, Industrial Sector | https://cprc-clasp.ngo/index.php/policies/commission-delegated-regulation-eu-20192018-11-march-2019-supplementing-regulation-eu-0 | https://www.legislation.gov.uk/uksi/2021/745/contents/made
Commission Delegated Regulation (EU) 2019/2018 of 11 March 2019 supplementing Regulation (EU) 2017/1369 of the European Parliament and of the Council with regard to energy labelling of refrigerating appliances with a direct sales function | This Regulation establishes ecodesign requirements for the placing on the market or the putting into service of electric mains-operated refrigerating appliances with a direct sales function, including appliances sold for refrigeration of items other than foodstuffs. This Policy is under review by the European Commission in the Ecodesign for Sustainable Products Regulation working plan 2025-2030 and is expected to be revized in 2028. | European Union | Refrigerated Vending Machines | Mandatory | Comparative Label | Entered into force, New | 2019 |  | September 2023 | Electricity |  | European Commission - DG Energy | Energy Efficiency, Industrial Sector | https://cprc-clasp.ngo/index.php/policies/commission-delegated-regulation-eu-20192018-11-march-2019-supplementing-regulation-eu | https://eur-lex.europa.eu/legal-content/EN/TXT/?uri=CELEX%3A02019R2018-20210501
Commission Delegated Regulation (EU) 2023/1669 of 16 June 2023 with regard to the energy labelling of smartphones and slate tablets | This Regulation establishes requirements for the labelling of smartphones and slate tablets, and the provision of supplementary product information on smartphones and slate tablets. In addition to the energy efficiency score, the regulation includes requirements for the display of battery endurance, battery degradation, resistance to being dropped, repairability, and ingress protection on the energy label. Reference test methods are listed in Annex IVa. This Regulation does not apply to the following products: (a) mobile phones and tablets with a flexible main display which the user can unroll and roll up partly or fully. (b) smartphones for high security communication. This Policy is under review by the European Commission in the Ecodesign for Sustainable Products Regulation working plan 2025-2030 and is expected to be revized in 2030. | Europe, European Union | Electronics, Information Technology, Phones and tablets | Mandatory | Comparative Label | Entered into force, New | 2023 |  | September 2023 | Electricity |  |  | Energy Efficiency | https://cprc-clasp.ngo/index.php/policies/commission-delegated-regulation-eu-20231669-16-june-2023-regard-energy-labelling | https://eur-lex.europa.eu/legal-content/EN/TXT/?uri=CELEX%3A32023R1669
Commission Delegated Regulation (EU) No 1254/2014 of 11 July 2014 supplementing Directive 2010/30/EU of the European Parliament and of the Council with regard to energy labelling of residential ventilation units | non-residential ventilation unit -NRVU; means a ventilation unit where the maximum flow rate of the ventilation unit exceeds 250 m3 per hour; and; where the maximum flow rate is between 250 and 1 000 m3 per hour; the manufacturer has not declared its intended use as being exclusively for a residential ventilation application. | United Kingdom | Exhaust Fans | Mandatory | Comparative Label | Entered into force, New | 2014 |  | October 2023 | Electricity | EN 308:1997 |  | Energy Efficiency | https://cprc-clasp.ngo/index.php/policies/commission-delegated-regulation-eu-no-12542014-11-july-2014-supplementing-directive-0 | https://www.legislation.gov.uk/eur/2014/1254/contents
Commission Delegated Regulation (EU) No 1254/2014 of 11 July 2014 supplementing Directive 2010/30/EU of the European Parliament and of the Council with regard to energy labelling of residential ventilation units | non-residential ventilation unit -NRVU; means a ventilation unit where the maximum flow rate of the ventilation unit exceeds 250 m3 per hour; and; where the maximum flow rate is between 250 and 1 000 m3 per hour; the manufacturer has not declared its intended use as being exclusively for a residential ventilation application. This Policy is under review by the European Commission and is expected to be revised in 2025. | European Union | Exhaust Fans | Mandatory | Comparative Label | Entered into force, New | 2014 |  | September 2023 | Electricity | EN 308:1997 | European Commission - DG Energy | Energy Efficiency | https://cprc-clasp.ngo/index.php/policies/commission-delegated-regulation-eu-no-12542014-11-july-2014-supplementing-directive | https://eur-lex.europa.eu/legal-content/EN/TXT/?uri=CELEX%3A02014R1254-20200730
Commission Delegated Regulation (EU) No 812/2013 of 18 February 2013 supplementing Directive 2010/30/EU of the European Parliament and of the Council with regard to the energy labelling of water heaters, hot water storage tanks and packages | This Regulation establishes requirements for labelling of and providing supplementary product information on electrical lamps. This Policy is under review by the European Commission and is expected to be revised in 2023. | European Union | Instantaneous Water Heaters, Storage Water Heaters | Mandatory | Comparative Label | Entered into force, New | 2013 |  | September 2023 | Electricity, Gas, Oil, Solar |  | European Commission - DG Energy | Energy Efficiency | https://cprc-clasp.ngo/index.php/policies/commission-delegated-regulation-eu-no-8122013-18-february-2013-supplementing-directive | https://eur-lex.europa.eu/legal-content/EN/TXT/?uri=CELEX%3A02013R0812-20180426
Commission Delegated Regulation (EU) No 812/2013 of 18 February 2013 supplementing Directive 2010/30/EU of the European Parliament and of the Council with regard to the energy labelling of water heaters, hot water storage tanks and packages | This Regulation establishes requirements for labelling of and providing supplementary product information on electrical lamps. | United Kingdom | Instantaneous Water Heaters, Storage Water Heaters | Mandatory | Comparative Label | Entered into force, New | 2013 |  | October 2023 | Electricity, Gas, Oil, Solar |  |  | Energy Efficiency | https://cprc-clasp.ngo/index.php/policies/commission-delegated-regulation-eu-no-8122013-18-february-2013-supplementing-directive-0
Commission Delegated Regulation (EU) No 626/2011 of 4 May 2011 supplementing Directive 2010/30/EU of the European Parliament and of the Council with regard to energy labelling of air conditioners | This Regulation establishes requirements for the labelling and the provision of supplementary product information for electric mains-operated air conditioners with a rated capacity of ≤ 12 kW for cooling, or heating, if the product has no cooling function. | European Union | Room ACs - Stationary ACs, Portable ACs, Packaged Terminals | Mandatory | Comparative Label | Entered into force, New | 2011 |  | September 2023 | Electricity |  | European Commission - DG Energy | Energy Efficiency | https://cprc-clasp.ngo/index.php/policies/commission-delegated-regulation-eu-no-6262011-4-may-2011-supplementing-directive-201030eu | https://eur-lex.europa.eu/legal-content/EN/TXT/?uri=CELEX:02011R0626-20170307
Commission Delegated Regulation (EU) No 626/2011 of 4 May 2011 supplementing Directive 2010/30/EU of the European Parliament and of the Council with regard to energy labelling of air conditioners | This Regulation establishes requirements for the labelling and the provision of supplementary product information for electric mains-operated air conditioners with a rated capacity of ≤ 12 kW for cooling, or heating, if the product has no cooling function. | United Kingdom | Room ACs - Stationary ACs, Portable ACs, Packaged Terminals | Mandatory | Comparative Label | Entered into force, New | 2011 |  | October 2023 | Electricity |  |  | Energy Efficiency | https://cprc-clasp.ngo/index.php/policies/commission-delegated-regulation-eu-no-6262011-4-may-2011-supplementing-directive-0 | https://www.legislation.gov.uk/eur/2011/626/contents
Commission Delegated Regulation EU No 811-2013 of 18 February 2013 supplementing Directive 2010-30-EU -with regard to the energy labelling of space heaters; combination heaters | This Regulation establishes requirements for the energy labelling of; and the provision of supplementary product information on; space heaters and combination heaters with a rated heat output equal to 70 kW; packages of space heater equal to 70 kW; temperature control and solar device and packages of combination heater equal to 70 kW; temperature control and solar device. This Policy is under review by the European Commission and is expected to be revised in 2024. | European Union | Heat Pumps, Boilers and Furnaces | Mandatory | Comparative Label | Entered into force, New | 2013 |  | September 2023 | Electricity, Gas, Oil, Solar |  | European Commission - DG Energy | Energy Efficiency | https://cprc-clasp.ngo/index.php/policies/commission-delegated-regulation-eu-no-811-2013-18-february-2013-supplementing-directive | https://eur-lex.europa.eu/legal-content/EN/TXT/?uri=CELEX%3A02013R0811-20170307
Commission Delegated Regulation EU No 811-2013 of 18 February 2013 supplementing Directive 2010-30-EU -with regard to the energy labelling of space heaters; combination heaters | This Regulation establishes requirements for the energy labelling of; and the provision of supplementary product information on; space heaters and combination heaters with a rated heat output equal to 70 kW; packages of space heater equal to 70 kW; temperature control and solar device and packages of combination heater equal to 70 kW; temperature control and solar device. | United Kingdom | Heat Pumps, Boilers and Furnaces | Mandatory | Comparative Label | Entered into force, New | 2013 |  | October 2023 | Electricity, Gas, Oil, Solar |  |  | Energy Efficiency | https://cprc-clasp.ngo/index.php/policies/commission-delegated-regulation-eu-no-811-2013-18-february-2013-supplementing-directive-0 | https://www.legislation.gov.uk/eur/2013/811/contents
Commission regulation (EC) No 641/2009 of 22 July 2009 | This Regulation establishes ecodesign requirements for the placing on the market of glandless standalone circulators and glandless circulators integrated in products. This Regulation shall not apply to: a. drinking water circulators; except as regards information requirements; b. circulators integrated in products and placed on the market not later than 1 January 2020 as replacement for identical circulators integrated in products and placed on the market no later than 1 August 2015. | United Kingdom | Building Circulator Pumps | Mandatory | Minimum Performance Standard | Entered into force, New | 2009 |  | October 2023 | Electricity |  |  | Energy Efficiency | https://cprc-clasp.ngo/index.php/policies/commission-regulation-ec-no-6412009-22-july-2009 | https://www.legislation.gov.uk/eur/2009/641/introduction
Commission Regulation (EC) No 641/2009 of 22 July 2009 implementing Directive 2005/32/EC of the European Parliament and of the Council with regard to ecodesign requirements for glandless standalone circulators and glandless circulators | This Regulation establishes ecodesign requirements for the placing on the market of glandless standalone circulators and glandless circulators integrated in products. This Regulation shall not apply to: a. drinking water circulators; except as regards information requirements; b. circulators integrated in products and placed on the market not later than 1 January 2020 as replacement for identical circulators integrated in products and placed on the market no later than 1 August 2015. | European Union | Building Circulator Pumps | Mandatory | Minimum Performance Standard | Entered into force, New | 2009 |  | September 2023 | Electricity |  | European Commission - DG Energy | Energy Efficiency | https://cprc-clasp.ngo/index.php/policies/commission-regulation-ec-no-6412009-22-july-2009-implementing-directive-200532ec-european | https://eur-lex.europa.eu/legal-content/EN/TXT/?uri=CELEX%3A02009R0641-20191114
Commission Regulation (EU) 2015/1188 of 28 April 2015 implementing Directive 2009/125/EC of the European Parliament and of the Council with regard to ecodesign requirements for local space heaters | This Regulation establishes ecodesign requirements for the placing on the market and putting into service of domestic local space heaters with a nominal heat output of 50 kW or less and commercial local space heaters with a nominal heat output of the product or of a single segment of 120 kW or less. | United Kingdom | Portable Heaters, Boilers and Furnaces | Mandatory | Minimum Performance Standard | Entered into force, New | 2015 |  | October 2023 | Electricity, Gas, Solid Fuel |  |  | Energy Efficiency | https://cprc-clasp.ngo/index.php/policies/commission-regulation-eu-20151188-28-april-2015-implementing-directive-2009125ec-0 | https://www.legislation.gov.uk/eur/2013/813/contents
Commission Regulation (EU) 2015/1189 of 28 April 2015 implementing Directive 2009/125/EC of the European Parliament and of the Council with regard to ecodesign requirements for solid fuel boilers | Commission Regulation (EU) 2015/1189 of 28 April 2015 implementing Directive 2009/125/EC of the European Parliament and of the Council with regard to ecodesign requirements for solid fuel boilers. | United Kingdom | Boilers and Furnaces | Mandatory | Minimum Performance Standard | Entered into force, New | 2015 |  | October 2023 | Solid Fuel |  |  | Energy Efficiency | https://cprc-clasp.ngo/index.php/policies/commission-regulation-eu-20151189-28-april-2015-implementing-directive-2009125ec-0 | https://www.legislation.gov.uk/eur/2015/1189/contents
Commission Regulation (EU) 2015/1189 of 28 April 2015 implementing Directive 2009/125/EC of the European Parliament and of the Council with regard to ecodesign requirements for solid fuel boilers | Commission Regulation (EU) 2015/1189 of 28 April 2015 implementing Directive 2009/125/EC of the European Parliament and of the Council with regard to ecodesign requirements for solid fuel boilers. This Policy is under review by the European Commission and is expected to be revised in 2024. | European Union | Boilers and Furnaces | Mandatory | Minimum Performance Standard | Entered into force, New | 2015 |  | September 2023 | Solid Fuel |  | European Commission - DG Energy | Energy Efficiency | https://cprc-clasp.ngo/index.php/policies/commission-regulation-eu-20151189-28-april-2015-implementing-directive-2009125ec-european | https://eur-lex.europa.eu/legal-content/EN/TXT/?uri=CELEX%3A02015R1189-20170109
Commission Regulation (EU) 2016/2281 of 30 November 2016 | This Regulation establishes ecodesign requirements for the placing on the market and/or putting into service of: (a) air heating products with a rated heating capacity not exceeding 1 MW; (b) cooling products and high temperature process chillers with a rated cooling capacity not exceeding 2 MW; (c) fan coil units. | United Kingdom | Room ACs - Stationary ACs, Chillers - Cooler Towers, Industrial Process Chillers | Mandatory | Minimum Performance Standard | Entered into force, New | 2016 |  | October 2023 | Electricity |  |  | Energy Efficiency, Industrial Sector | https://cprc-clasp.ngo/index.php/policies/commission-regulation-eu-20162281-30-november-2016-0 | https://www.legislation.gov.uk/eur/2016/2281/contents/2020-01-31
Commission Regulation (EU) 2016/2281 of 30 November 2016 implementing Directive 2009/125/EC of the European Parliament and of the Council establishing a framework for the setting of ecodesign requirements for energy-related products | This Regulation establishes ecodesign requirements for the placing on the market and/or putting into service of: (a) air heating products with a rated heating capacity not exceeding 1 MW; (b) cooling products and high temperature process chillers with a rated cooling capacity not exceeding 2 MW; (c) fan coil units. This Policy is under review by the European Commission and is expected to be revised in 2025. | European Union | Room ACs - Stationary ACs, Chillers - Cooler Towers, Industrial Process Chillers | Mandatory | Minimum Performance Standard | Entered into force, New | 2016 |  | September 2023 | Electricity |  | European Commission - DG Energy | Energy Efficiency, Industrial Sector | https://cprc-clasp.ngo/index.php/policies/commission-regulation-eu-20162281-30-november-2016-implementing-directive-2009125ec | https://eur-lex.europa.eu/legal-content/EN/TXT/?uri=CELEX:02016R2281-20170109
Commission Regulation (EU) 2019/1784 of 1 October 2019 laying down ecodesign requirements for welding equipment pursuant to Directive 2009/125/EC of the European Parliament and of the Council | This Regulation establishes ecodesign requirements for the placing on the market or the putting into service of electrical mains-operated welding equipment. This Regulation shall apply to welding equipment using one or more of the following welding and allied processes: (a) manual metal arc welding; (b) shielded metal arc welding; (c) self-shielded flux-cored welding; (d) flux cored arc welding; (e) metal active gas and metal inert gas welding; (f) tungsten inert gas welding; (g) plasma arc cutting. This Policy is under review by the European Commission in the Ecodesign for Sustainable Products Regulation working plan 2025-2030 and is expected to be revized in 2030. | European Union | Other | Mandatory | Minimum Performance Standard | Entered into force, New | 2019 |  | October 2023 | Electricity, Gas |  |  | Energy Efficiency, Industrial Sector | https://cprc-clasp.ngo/index.php/policies/commission-regulation-eu-20191784-1-october-2019-laying-down-ecodesign-requirements | https://eur-lex.europa.eu/legal-content/EN/TXT/?uri=uriserv%3AOJ.L_.2019.272.01.0121.01.ENG&toc=OJ%3AL%3A2019%3A272%3ATOC
Commission Regulation (EU) 2019/2019 of 1 October 2019 laying down ecodesign requirements for refrigerating appliances pursuant to Directive 2009/125/EC of the European Parliament and of the Council and repealing Commission Regulation (EC) | This Regulation establishes ecodesign requirements for the placing on the market of electric mains-operated household refrigerating appliances with a storage volume up to 1 500 litres. 'Household refrigerating appliance' means an insulated cabinet; with one or more compartments; intended for refrigerating or freezing foodstuffs; or for the storage of refrigerated or frozen foodstuffs for non-professional purposes; cooled by one or more energy-consuming processes including appliances sold as building kits to be assembled by the end-user. Exclusions: refrigerating appliances that are primarily powered by energy sources other than electricity; battery-operated refrigerating appliances; custom-made refrigerating appliances; refrigerating appliances for tertiary sector application with flux management system; or appliances where the primary function is not the storage of foodstuffs through refrigeration. | European Union | Wine Chillers, Refrigerators-Freezers, Freezers-only | Mandatory | Minimum Performance Standard | Entered into force, New | 2019 |  | September 2023 | Electricity |  | European Commission - DG Energy | Energy Efficiency | https://cprc-clasp.ngo/index.php/policies/commission-regulation-eu-20192019-1-october-2019-laying-down-ecodesign-requirements | https://eur-lex.europa.eu/legal-content/EN/TXT/?uri=CELEX%3A02019R2019-20210501
Commission Regulation (EU) 2019/2024 of 1 October 2019 laying down ecodesign requirements for refrigerating appliances with a direct sales function pursuant to Directive 2009/125/EC of the European Parliament and of the Council | This Regulation establishes ecodesign requirements for the placing on the market or the putting into service of electric mains-operated refrigerating appliances with a direct sales function, including appliances sold for refrigeration of items other than foodstuffs. This Regulation does not apply to: | European Union | Refrigerated Vending Machines | Mandatory | Minimum Performance Standard | Entered into force, New | 2019 |  | September 2023 | Electricity |  | European Commission - DG Energy | Energy Efficiency, Industrial Sector | https://cprc-clasp.ngo/index.php/policies/commission-regulation-eu-20192024-1-october-2019-laying-down-ecodesign-requirements | https://eur-lex.europa.eu/legal-content/EN/TXT/?uri=CELEX%3A02019R2024-20210501
Commission Regulation (EU) 2019/424 of 15 March 2019 laying down ecodesign requirements for servers and data storage products | This Regulation establishes ecodesign requirements for the placing on the market of computers and computer servers. | United Kingdom | Computers, Servers | Mandatory | Minimum Performance Standard | Entered into force, New | 2014 | 2019 | October 2023 | Electricity |  |  | Energy Efficiency | https://cprc-clasp.ngo/index.php/policies/commission-regulation-eu-2019424-15-march-2019-laying-down-ecodesign-requirements-1 | https://www.legislation.gov.uk/eur/2019/424/contents/2019-03-15
Commission Regulation (EU) 2023/1670 of 16 June 2023 laying down ecodesign requirements for smartphones & mobile phones | This Regulation establishes ecodesign requirements for the placing on the market of smartphones, other mobile phones, cordless phones and slate tablets. These requirements include rules for the availability of spare parts, access to repair and maintenance information, maximum delivery time of spare parts, information on the price of spart parts, disassembly, reliability, and recyclability. This Regulation does not apply to the following products: (a) mobile phones and tablets with a flexible main display which the user can unroll and roll up partly or fully. (b) smartphones for high security communication. This Policy is under review by the European Commission in the Ecodesign for Sustainable Products Regulation working plan 2025-2030 and is expected to be revized in 2030. | Europe, European Union | Electronics, Information Technology, Phones and tablets | Mandatory | Minimum Performance Standard | Entered into force, New | 2023 |  | September 2023 | Electricity |  |  | Energy Efficiency | https://cprc-clasp.ngo/index.php/policies/commission-regulation-eu-20231670-16-june-2023-laying-down-ecodesign-requirements | https://eur-lex.europa.eu/legal-content/EN/TXT/?uri=CELEX%3A32023R1670
Commission Regulation (EU) 2023/826 of 17 April 2023 laying down ecodesign requirements for off mode, standby mode, and networked standby energy consumption of electrical and electronic household and office equipment | Power management requirements for household or non-tertiary coffee machines -- ecodesign requirements for standby; off mode electric power consumption of electrical and electronic household and office equipment | United Kingdom | Stand-by and networked devices, Televisions, Coffee Machines | Mandatory | Minimum Performance Standard | Entered into force, New | 2013 |  | October 2023 | Electricity |  |  | Energy Efficiency | https://cprc-clasp.ngo/index.php/policies/commission-regulation-eu-2023826-17-april-2023-laying-down-ecodesign-requirements-mode-0 | https://www.legislation.gov.uk/eur/2008/1275/contents
Commission Regulation (EU) 2025/2052 of 13 October 2025 laying down ecodesign requirements for external power supplies, wireless chargers, wireless charging pads, battery chargers for portable batteries of general use and USB Type-C cables | Laying down ecodesign requirements for external power supplies, wireless chargers, wireless charging pads, battery chargers for portable batteries of general use and USB Type-C cables. This policy applies from the 14th December 2028, repealing Commission Regulation (EU) 2019/1782. | Europe, European Union | Battery Chargers, External Power Supply | Mandatory | Minimum Performance Standard | Published, New | 2025 |  | December 2025 | Electricity | 87 FR 51221 | European Commission | Energy Efficiency | https://cprc-clasp.ngo/index.php/policies/commission-regulation-eu-20252052-13-october-2025-laying-down-ecodesign-requirements | https://eur-lex.europa.eu/legal-content/EN/TXT/?uri=CELEX%3A32025R2052&qid=1763999035842
Commission Regulation (EU) No 1253/2014 of 7 July 2014 implementing Directive 2009/125/EC of the European Parliament and of the Council with regard to ecodesign requirements for ventilation units | Ventilation unit -VU; means an electricity driven appliance equipped with at least one impeller; one motor and a casing and intended to replace utilised air by outdoor air in a building or a part of a building. | United Kingdom | Exhaust Fans | Mandatory | Minimum Performance Standard | Entered into force, New | 2014 |  | October 2023 | Electricity | EN 308:1997 |  | Energy Efficiency | https://cprc-clasp.ngo/index.php/policies/commission-regulation-eu-no-12532014-7-july-2014-implementing-directive-2009125ec-0 | https://www.legislation.gov.uk/eur/2014/1253/contents
Commission Regulation (EU) No 1253/2014 of 7 July 2014 implementing Directive 2009/125/EC of the European Parliament and of the Council with regard to ecodesign requirements for ventilation units | Ventilation unit -VU; means an electricity driven appliance equipped with at least one impeller; one motor and a casing and intended to replace utilised air by outdoor air in a building or a part of a building. This Policy is under review by the European Commission and is expected to be revised in 2025. | European Union | Exhaust Fans | Mandatory | Minimum Performance Standard | Entered into force, New | 2014 |  | September 2023 | Electricity | EN 308:1997 | European Commission - DG Energy | Energy Efficiency | https://cprc-clasp.ngo/index.php/policies/commission-regulation-eu-no-12532014-7-july-2014-implementing-directive-2009125ec-european | https://eur-lex.europa.eu/legal-content/EN/TXT/?uri=CELEX%3A02014R1253-20200730
Commission Regulation (EU) No 206/2012 6 March 2012 implementing Directive 2009/125/EC of the European Parliament and of the Council with regard to ecodesign requirements for air conditioners and comfort fans | This Regulation establishes eco-design requirements for the placing on the market of electric mains-operated air conditioners with a rated capacity of ≤ 12 kW for cooling, or heating if the product has no cooling function, and comfort fans with an electric fan power input ≤ 125W. | United Kingdom | Portable Fans, Room ACs - Stationary ACs, Portable ACs | Mandatory | Minimum Performance Standard | Entered into force, New | 2012 |  | October 2023 | Electricity |  |  | Energy Efficiency | https://cprc-clasp.ngo/index.php/policies/commission-regulation-eu-no-2062012-6-march-2012-implementing-directive-2009125ec-0 | https://www.legislation.gov.uk/eur/2012/206/contents
Commission Regulation (EU) No 206/2012 of 6 March 2012 implementing Directive 2009/125/EC of the European Parliament and of the Council with regard to ecodesign requirements for air conditioners and comfort fans | This Regulation establishes eco-design requirements for the placing on the market of electric mains-operated air conditioners with a rated capacity of ≤ 12 kW for cooling, or heating if the product has no cooling function, and comfort fans with an electric fan power input ≤ 125W. This Policy is under review by the European Commission and is expected to be revised in 2024. | European Union | Portable Fans, Room ACs - Stationary ACs, Portable ACs | Mandatory | Minimum Performance Standard | Entered into force, New | 2012 |  | September 2023 | Electricity |  | European Commission - DG Energy | Energy Efficiency | https://cprc-clasp.ngo/index.php/policies/commission-regulation-eu-no-2062012-6-march-2012-implementing-directive-2009125ec-european | https://eur-lex.europa.eu/legal-content/EN/TXT/?uri=CELEX%3A02012R0206-20170109
Commission Regulation (EU) No 327/2011 of 30 March 2011 implementing Directive 2009/125/EC of the European Parliament and of the Council with regard to ecodesign requirements for fans driven by motors | This Regulation establishes ecodesign requirements for the placing on the market or putting into service of fans -driven by motors with an electric input power between 125 W and 500 kW; including those integrated in other energy-related products as covered by Directive 2009-125-EC. The Regulation shall not apply to fans integrated in: products with a sole electric motor of 3 kW or less where the fan is fixed on the same shaft used for driving the main functionality; laundry and washer dryers 3 kW maximum electrical input power; kitchen hoods 280 W total maximum electrical input power attributable to the fans. This Regulation shall not apply to fans which are designed to operate under certain specified conditions; potentially explosive atmospheres; emergency use only; extreme operating temperatures; high supply voltage; etc. These types of fans can be found in commercial and industrial buildings. | United Kingdom | Industrial Fans | Mandatory | Minimum Performance Standard | Entered into force, New | 2011 |  | October 2023 | Electricity |  |  | Energy Efficiency, Industrial Sector | https://cprc-clasp.ngo/index.php/policies/commission-regulation-eu-no-3272011-30-march-2011-implementing-directive-2009125ec-0 | https://www.legislation.gov.uk/eur/2011/327/contents
Commission Regulation (EU) No 327/2011 of 30 March 2011 implementing Directive 2009/125/EC of the European Parliament and of the Council with regard to ecodesign requirements for fans driven by motors | This Regulation establishes ecodesign requirements for the placing on the market or putting into service of fans -driven by motors with an electric input power between 125 W and 500 kW; including those integrated in other energy-related products as covered by Directive 2009-125-EC. The Regulation shall not apply to fans integrated in: products with a sole electric motor of 3 kW or less where the fan is fixed on the same shaft used for driving the main functionality; laundry and washer dryers 3 kW maximum electrical input power; kitchen hoods 280 W total maximum electrical input power attributable to the fans. This Regulation shall not apply to fans which are designed to operate under certain specified conditions; potentially explosive atmospheres; emergency use only; extreme operating temperatures; high supply voltage; etc. These types of fans can be found in commercial and industrial buildings. | European Union | Industrial Fans | Mandatory | Minimum Performance Standard | Entered into force, New | 2011 |  | September 2023 | Electricity |  | European Commission - DG Energy | Energy Efficiency, Industrial Sector | https://cprc-clasp.ngo/index.php/policies/commission-regulation-eu-no-3272011-30-march-2011-implementing-directive-2009125ec | https://eur-lex.europa.eu/legal-content/EN/TXT/?uri=CELEX%3A02011R0327-20170109
Commission Regulation (EU) No 547/2012 of 25 June 2012 implementing Directive 2009/125/EC of the European Parliament and of the Council with regard to ecodesign requirements for water pumps | This Regulation establishes ecodesign requirements for the placing on the market of rotodynamic water pumps for pumping clean water; including where integrated in other products. This Policy is under review by the European Commission and is expected to be revised in 2023. | European Union | Pumps Other | Mandatory | Minimum Performance Standard | Entered into force, New | 2012 |  | September 2023 | Electricity |  | European Commission - DG Energy | Energy Efficiency | https://cprc-clasp.ngo/index.php/policies/commission-regulation-eu-no-5472012-25-june-2012-implementing-directive-2009125ec-european | https://eur-lex.europa.eu/legal-content/EN/TXT/?uri=CELEX%3A02012R0547-20170109
Commission Regulation (EU) No 547/2012 of 25 June 2012 implementing Directive 2009/125/EC of the European Parliament and of the Council with regard to ecodesign requirements for water pumps | This Regulation establishes ecodesign requirements for the placing on the market of rotodynamic water pumps for pumping clean water; including where integrated in other products. This Policy is under review with research underway by the UK government. | United Kingdom | Pumps Other | Mandatory | Minimum Performance Standard | Entered into force, New | 2012 |  | October 2023 | Electricity |  |  | Energy Efficiency | https://cprc-clasp.ngo/index.php/policies/commission-regulation-eu-no-5472012-25-june-2012-implementing-directive-2009125ec-0 | https://www.legislation.gov.uk/eur/2012/547/contents
Commission Regulation (EU) No 617/2013 of 26 June 2013 implementing Directive 2009/125/EC of the European Parliament and of the Council with regard to ecodesign requirements for computers and computer servers | This Regulation establishes ecodesign requirements for the placing on the market of computers. This Regulation shall apply to the following products that can be powered directly from the mains alternating current (AC) including via an external or internal power supply: (a) desktop computers; (b) integrated desktop computers; (c) notebook computers (including tablet computers, slate computers and mobile thin clients); (d) desktop thin clients; (e) workstations; (f) mobile workstations; (g) small-scale servers. | European Union | Computers, Servers | Mandatory | Minimum Performance Standard | Entered into force, New | 2013 |  | March 2026 | Electricity | EN 62623:2013 | European Commission, DG Energy | Energy Efficiency | https://cprc-clasp.ngo/index.php/policies/commission-regulation-eu-no-6172013-26-june-2013-implementing-directive-2009125ec-european | https://eur-lex.europa.eu/legal-content/EN/TXT/?uri=CELEX%3A02013R0617-20200301
Commission Regulation (EU) No 66/2014 of 14 January 2014 implementing Directive 2009/125/EC of the European Parliament and of the Council with regard to ecodesign requirements for domestic ovens, hobs and range hoods | This Regulation establishes eco-design requirements for the placing on the market and putting into service of domestic ovens; including when incorporated in cookers; domestic hobs and domestic electric range hoods; including when sold for non-domestic purposes. This Policy is under review by the European Commission and is expected to be revised in 2024. | European Union | Ovens, Cooktops or Hobs | Mandatory | Minimum Performance Standard | Entered into force, New | 2014 |  | September 2023 | Electricity, Gas |  | European Commission - DG Energy | Energy Efficiency | https://cprc-clasp.ngo/index.php/policies/commission-regulation-eu-no-662014-14-january-2014-implementing-directive-2009125ec | https://eur-lex.europa.eu/legal-content/EN/TXT/?uri=CELEX%3A02014R0066-20170109
Commission Regulation (EU) No 66/2014 of 14 January 2014 implementing Directive 2009/125/EC of the European Parliament and of the Council with regard to ecodesign requirements for domestic ovens, hobs and range hoods | This Regulation establishes eco-design requirements for the placing on the market and putting into service of domestic ovens; including when incorporated in cookers; domestic hobs and domestic electric range hoods; including when sold for non-domestic purposes. | United Kingdom | Ovens, Cooktops or Hobs | Mandatory | Minimum Performance Standard | Entered into force, New | 2012 |  | October 2023 | Electricity, Gas |  |  | Energy Efficiency | https://cprc-clasp.ngo/index.php/policies/commission-regulation-eu-no-662014-14-january-2014-implementing-directive-2009125ec-0 | https://www.legislation.gov.uk/eur/2014/66
Commission Regulation (EU) No 666/2013 of 8 July 2013 implementing Directive 2009/125/EC of the European Parliament and of the Council with regard to ecodesign requirements for vacuum cleaners | This Regulation establishes eco-design requirements for the placing on the market of electric mains-operated vacuum cleaners; including hybrid vacuum cleaners. | United Kingdom | Vacuum Cleaners | Mandatory | Minimum Performance Standard | Entered into force, New | 2013 |  | October 2023 | Electricity |  |  | Energy Efficiency | https://cprc-clasp.ngo/index.php/policies/commission-regulation-eu-no-6662013-8-july-2013-implementing-directive-2009125ec-0 | https://www.legislation.gov.uk/eur/2013/666/contents/2013-07-08
Commission Regulation (EU) No 666/2013 of 8 July 2013 implementing Directive 2009/125/EC of the European Parliament and of the Council with regard to ecodesign requirements for vacuum cleaners | This Regulation establishes eco-design requirements for the placing on the market of electric mains-operated vacuum cleaners; including hybrid vacuum cleaners. This Policy is under review by the European Commission and is expected to be revised in 2023. | European Union | Vacuum Cleaners | Mandatory | Minimum Performance Standard | Entered into force, New | 2013 |  | August 2023 | Electricity |  | European Commission - DG Energy | Energy Efficiency | https://cprc-clasp.ngo/index.php/policies/commission-regulation-eu-no-6662013-8-july-2013-implementing-directive-2009125ec-european | https://eur-lex.europa.eu/legal-content/EN/TXT/?uri=CELEX%3A02013R0666-20170109
Commission Regulation (EU) No 814/2013 of 2 August 2013 implementing Directive 2009/125/EC of the European Parliament and of the Council with regard to ecodesign requirements for water heaters and hot water storage tanks | 10 CFR 430—Energy Conservation Program for Consumer Products | United Kingdom | Instantaneous Water Heaters, Storage Water Heaters | Mandatory | Minimum Performance Standard | Entered into force, New | 2013 |  | October 2023 | Electricity, Gas, Oil, Solar | 10 CFR 430 Subpart B |  | Energy Efficiency | https://cprc-clasp.ngo/index.php/policies/commission-regulation-eu-no-8142013-2-august-2013-implementing-directive-2009125ec-0 | https://www.legislation.gov.uk/eur/2013/814/contents
Commission Regulation (EU) No 814/2013 of 2 August 2013 implementing Directive 2009/125/EC of the European Parliament and of the Council with regard to ecodesign requirements for water heaters and hot water storage tanks | 10 CFR 430—Energy Conservation Program for Consumer Products This Policy is under review by the European Commission and is expected to be revised in 2023. | European Union | Instantaneous Water Heaters, Storage Water Heaters | Mandatory | Minimum Performance Standard | Entered into force, New | 2013 |  | August 2023 | Electricity, Gas, Oil, Solar | 10 CFR 430 Subpart B | European Commission - DG Energy | Energy Efficiency | https://cprc-clasp.ngo/index.php/policies/commission-regulation-eu-no-8142013-2-august-2013-implementing-directive-2009125ec | https://eur-lex.europa.eu/legal-content/EN/TXT/?uri=CELEX%3A02013R0814-20170109
Commission Regulation EC No 107-2009 of 4 February 2009 implementing Directive 2005-32-EC -with regard to ecodesign requirements for simple set-top boxes | The Commission Regulation EC No 107-2009 of 4 February 2009 implementing Directive 2005-32-EC of the European Parliament and of the Council with regard to ecodesign requirements for simple set-top boxes; sets minimum energy performance requirements for simple set top boxes -SSTB. | United Kingdom | Set Top Boxes (STB) | Mandatory | Minimum Performance Standard | Entered into force, New | 2009 |  | October 2023 | Electricity |  |  | Energy Efficiency | https://cprc-clasp.ngo/index.php/policies/commission-regulation-ec-no-107-2009-4-february-2009-implementing-directive-2005-32-ec-0 | https://www.legislation.gov.uk/eur/2009/107/contents
Commission Regulation EC No 1275-2008 of 17 December 2008 | This Regulation establishes ecodesign requirements related to standby and off mode electric power consumption. This Regulation applies to electrical and electronic household and office equipment. | European Union | Stand-by and networked devices | Mandatory | Minimum Performance Standard | Entered into force, New | 2013 |  | December 2018 | Electricity |  | European Commission - DG Energy | Energy Efficiency | https://cprc-clasp.ngo/index.php/policies/commission-regulation-ec-no-1275-2008-17-december-2008 | http://eur-lex.europa.eu/legal-content/EN/ALL/?uri=CELEX:32008R1275
Commission Regulation EU 2015-1095 of 5 May 2015 | This Regulation establishes ecodesign requirements for the placing on the market of professional refrigerated storage cabinets and blast cabinets. This Regulation shall apply to electric mains-operated blast cabinets; and electric mains-operated professional refrigerated storage cabinets including those sold for the refrigeration of foodstuffs and animal feed. | United Kingdom | Refrigerated Cabinets, Industrial Process Chillers | Mandatory | Minimum Performance Standard | Entered into force, New | 2015 |  | October 2023 | Electricity |  |  | Energy Efficiency, Industrial Sector | https://cprc-clasp.ngo/index.php/policies/commission-regulation-eu-2015-1095-5-may-2015 | https://www.legislation.gov.uk/eur/2015/1095/contents
Commission Regulation EU 2015-1095 of 5 May 2015 implementing Directive 2009-125-EC of the European Parliament and of the Council with regard to ecodesign requirements for professional refrigerated storage cabinets; blast cabinets; condensi | This Regulation establishes ecodesign requirements for the placing on the market of professional refrigerated storage cabinets and blast cabinets. This Regulation shall apply to electric mains-operated blast cabinets; and electric mains-operated professional refrigerated storage cabinets including those sold for the refrigeration of foodstuffs and animal feed. This Policy is under review by the European Commission and is expected to be revised in 2024. | European Union | Refrigerated Cabinets, Industrial Process Chillers | Mandatory | Minimum Performance Standard | Entered into force, New | 2015 |  | September 2023 | Electricity |  | European Commission - DG Energy | Energy Efficiency, Industrial Sector | https://cprc-clasp.ngo/index.php/policies/commission-regulation-eu-2015-1095-5-may-2015-implementing-directive-2009-125-ec-european | https://eur-lex.europa.eu/legal-content/EN/TXT/?qid=1538151014873&uri=CELEX:02015R1095-20170109
Consumer Protection -Approved Standards for Restricted Electrical Products- Regulations 2016 | Self-ballasted CFLs of any voltage or wattage and with any type of lamp cap, intended for general lighting purposes, whether supplied as an individual lamp or as part of a luminaire. | Solomon Islands | Tubular Lamps, Non-Directional lamps, Directional Lamps, Fluorescent and HID Lighting, Room ACs - Stationary ACs, Central ACs, Refrigerators-Freezers, Freezers-only | Mandatory | Comparative Label, Minimum Performance Standard | Entered into force, New | 2016 |  | November 2020 | Electricity | AS/NZS 3823.1.1-1.4: 2012 | Ministry of Commerce, Industries, Labour and Immigration | Energy Efficiency | https://cprc-clasp.ngo/index.php/policies/consumer-protection-approved-standards-restricted-electrical-products-regulations-2016 | http://prdrse4all.spc.int/sites/default/files/pals_compressed.pdf
CWL 02-2020 Intelligent toilets | This policy contains water efficiency label requirements for intelligent toilets. It applies to smart toilets installed on cold water pipelines in building facilities with a water supply pressure between 0.1~0.6 MPa. | China | Toilets | Mandatory | Comparative Label | Entered into force, New | 2020 |  | October 2022 | Water | GB 38448 | National Development and Reform Commission (NDRC) | Water Efficiency | https://cprc-clasp.ngo/index.php/policies/cwl-02-2020-intelligent-toilets | http://www.waterlabel.org.cn/userfiles/2/files/cms/article/2020/10/%E6%99%BA%E8%83%BD%E5%9D%90%E4%BE%BF%E5%99%A8%E6%B0%B4%E6%95%88%E6%A0%87%E8%AF%86%E5%AE%9E%E6%96%BD%E8%A7%84%E5%88%99.pdf
CWL 02-2021 Water purifiers |  | China | Water Fixtures | Mandatory | Comparative Label | Entered into force, New | 2021 |  | October 2022 | Water | GB 34914-2021 | National Development and Reform Commission (NDRC) | Water Efficiency | https://cprc-clasp.ngo/index.php/policies/cwl-02-2021-water-purifiers | https://www.ndrc.gov.cn/xxgk/zcfb/ghxwj/202112/P020211213405201806707.pdf
Decision 13/2008 Technical requirements for energy-efficient street lights | This document specifies the technical requirements and labeling instructions for energy-efficient street lights. | Vietnam* | Streetlighting | Mandatory | Minimum Performance Standard | Entered into force, New | 2008 |  | August 2019 | Electricity |  | Ministry of Industry and Trade (MOIT) | Energy Efficiency | https://cprc-clasp.ngo/index.php/policies/decision-132008-technical-requirements-energy-efficient-street-lights | http://thuvienphapluat.vn/van-ban/Linh-vuc-khac/Quyet-dinh-13-2008-QD-BCT-quy-dinh-ve-yeu-cau-ky-thuat-choa-den-chieu-sang-duong-pho-tiet-kiem-nang-luong-67650.aspx
Decision 4889/QD-BCT LED labeling guidelines | This decision specifies the labeling instructions for LED lamps. Affixing the label is voluntary until December 31, 2019 and will be mandatory from January 1, 2020. | Vietnam* | Non-Directional lamps, Directional Lamps | Mandatory | Endorsement Label | Entered into force, New | 2017 |  | August 2019 | Electricity | TCVN 11843:2017, TCVN 11844:2017 | Ministry of Industry and Trade (MOIT) | Energy Efficiency | https://cprc-clasp.ngo/index.php/policies/decision-4889qd-bct-led-labeling-guidelines | https://thuvienphapluat.vn/van-ban/Tai-nguyen-Moi-truong/Quyet-dinh-4889-QD-BCT-2018-cong-bo-tieu-chuan-ky-thuat-hieu-suat-va-dan-nhan-nang-luong-403823.aspx
Decision No. 107/2018 on the adoption of Gulf Standard 2530:2016 on Energy Labeling and Minimum Energy Performance Requirements For Air Conditioners as a mandatory Omani Standard | This standard specifies the MEPS and labeling requirements for window single-package, split-system non-ducted air conditioners using air-cooled condensers, split-system ducted air-conditioners using air-cooled condensers, and heat pumps using air-cooled condensers for residential, commercial and industrial sector as applicable in accordance with GSO SASO Standards. It is applied to units designed to operate in AC single phase or three-phase circuits according to GSO 1899/2009 "GCC Standard voltages and frequencies for AC transmission and distribution systems". It covers units with capacities up to and including 70000 Btu/h (20 kW). | Oman | Room ACs - Stationary ACs | Mandatory | Comparative Label, Minimum Performance Standard | Entered into force, New | 2019 |  | November 2019 | Electricity | GSO 2530:2016 | Ministry of Commerce and Industry | Energy Efficiency | https://cprc-clasp.ngo/index.php/policies/decision-no-1072018-adoption-gulf-standard-25302016-energy-labeling-and-minimum-energy | https://www.ul.com/news/sultanate-oman-energy-efficiency-and-labeling-requirements-air-conditioners-0
Department Circular DC2020-06-0015 | This policy defines minimum energy performance for products (MEPP) for television sets, washing machines, and electric fans. | Philippines | Televisions, Washing Machines, Ceiling Fans, Window Fans, Portable Fans | Mandatory | Minimum Performance Standard | Entered into force, New | 2020 |  | January 2024 | Electricity |  | Department of Energy | Energy Efficiency | https://cprc-clasp.ngo/index.php/policies/department-circular-dc2020-06-0015 | https://www.doe.gov.ph/pelp/related-laws-issuances-and-implementing-guidelines
Department Circular No. DC 2020-06-0016 | This policy defines minimum energy performance for products (MEPP) for room air conditioners (window and split type), refrigeration units (single door, two-door manual defrost, and frost-free), and lighting products (CLFs, LFLs, single-capped fluorescent lamps, and LEDs). | Philippines | Lighting, Tubular Lamps, Non-Directional lamps, Room ACs - Stationary ACs, Refrigerators-Freezers | Mandatory | Minimum Performance Standard | Entered into force, New | 2020 |  | January 2024 | Electricity |  | Department of Energy | Energy Efficiency | https://cprc-clasp.ngo/index.php/policies/department-circular-no-dc-2020-06-0016 | https://www.doe.gov.ph/laws-and-issuances/department-circular-no-dc2020-06-0016
Directive 2010-30-EU | The strategy includes the mandatory phase-out of incandescent and halogen lamps by 2016, MEPS and labeling for all lighting technologies following the EU directives, large scale CFL and LED lamp distribution programmes, six million lamps in total; along with an extensive communications campaign; and the design of a lamp collection and recycling legislation and infrastructure in Tunisia. The elimination of lamps in power is less than 100,The taxation of lamps by 50 percent to make economic lamps more competitive, The follow-up of this program for the elimination of other power. Launched program of 600 million incandescent lamps by LED lamps from 2017, as soon as the appearance of the decree ETF -Energy Transition Fund; which will subsidize this program. | Tunisia | Non-Directional lamps | Mandatory | Comparative Label, Minimum Performance Standard | Entered into force, New | 2013 |  | October 2022 | Electricity |  | National Agency for Energy Conservation (ANME) | Energy Efficiency | https://cprc-clasp.ngo/index.php/policies/directive-2010-30-eu | https://eur-lex.europa.eu/legal-content/EN/TXT/?uri=CELEX:32012R0874
Directive N° 04/2020/Cm/Uemoa Portant Etiquetage Energetique Des Lampes Electriques Et Des Appareils Electromenagers Neufs Dans Les Etats Membres De L’ UEMOA | This Directive sets out provisions relating to the energy labeling of electric lamps and new household appliances and to additional information relating to these appliances, in the WAEMU member states. It applies to the following new electrical appliances: - domestic refrigeration equipment (refrigerators, freezers and combined appliances).- air conditioners. - electric lamps. | WAEMU/UEMOA | Tubular Lamps, Directional Lamps, Room ACs - Stationary ACs, Refrigerated Cabinets, Refrigerators-Freezers, Freezers-only | Mandatory | Comparative Label | Entered into force, New | 2020 |  | May 2020 | Electricity |  | WAEMU Commission | Energy Efficiency | https://cprc-clasp.ngo/index.php/policies/directive-ndeg-042020cmuemoa-portant-etiquetage-energetique-des-lampes-electriques-et-des | http://www.uemoa.int/sites/default/files/bibliotheque/reglement_04_2009_cm_uemoa.pdf
DNIS IEC TS 62257-9-8:2019EE | Standalone off-grid solar products (pico-PV and SHS kits) up to 350 Wp. | Nigeria | Solar Energy Kits | Mandatory | Quality Standard | Entered into force, New | 2020 |  | February 2021 | Solar | IEC TS 62257-9-5 | Standards Organisation of Nigeria (SON) | Energy Efficiency, Off-Grid | https://cprc-clasp.ngo/index.php/policies/dnis-iec-ts-62257-9-82019ee | https://son.gov.ng/nigeria-adopt-standards-for-renewable-energy-hybrid-systems-for-rural-electrification
ECOSTAND 053: 2016 | This policy applies to all networked lighting lamps. | ECOWAS | Directional Lamps | Mandatory | Minimum Performance Standard | Entered into force, New | 2016 |  | November 2020 | Electricity |  | ECOWAS Commission | Energy Efficiency | https://cprc-clasp.ngo/index.php/policies/ecostand-053-2016 | http://www.ecowrex.org/system/files/notif-ecostand-053-2016-fdhs-on-grid-lighting-fr-specifications-techniques-pour-des-lampes-de-service-declairage-en-reseau.pdf
ECOSTAND 071-1:2017EE: Minimum Energy Performance Standards Part 1: Refrigerating products | This standard covers requirements for AC powered refrigerating appliances with a storage volume up to 1500 litres which are manufactured, assembled, imported or sold in any of the ECOWAS countries. It includes the following categories: | ECOWAS | Refrigerators-Freezers, Freezers-only | Mandatory | Minimum Performance Standard | Entered into force, New | 2017 |  | October 2019 | Electricity |  | ECOWAS Commission | Energy Efficiency | https://cprc-clasp.ngo/index.php/policies/ecostand-071-12017ee-minimum-energy-performance-standards-part-1-refrigerating-products
ECOSTAND 071-2:2017EE: Minimum Energy Performance Standards Part 2: Air conditioning products | This standard covers requirements for domestic and commercial air conditioning products such as: (1) portable AC; (2) unitary AC; (3) split AC, and (4) centralised AC system, which are single or double ducts, mobile or others; manufactured, assembled, imported or sold in any of the ECOWAS countries. Descriptions and illustrations of these products are available in Appendix 1. This standard covers equipment up to 20kW. It covers appliances designed to be plugged on the electric grid, it excludes appliances not powered by alternate current that use non-electric energys ources. ECOWAS countries include Benin, Burkina Faso, Cabo Verde, Côte d'Ivoire, the Gambia, Ghana, Guinea, Guinea Bissau, Liberia, Mali, Niger, Nigeria, Senegal, Sierra Leone, and Togo. | ECOWAS | Room ACs - Stationary ACs, Portable ACs, Central ACs | Mandatory | Comparative Label, Minimum Performance Standard | Entered into force, New | 2017 |  | October 2019 | Electricity | ISO 5151, ISO 13253, ISO 15042, ISO 16358-1:2013, IEC 60335-2-40:2013 | ECOWAS Commission | Energy Efficiency | https://cprc-clasp.ngo/index.php/policies/ecostand-071-22017ee-minimum-energy-performance-standards-part-2-air-conditioning-products
ECOSTAND IEC TS 62257-9-8:2020 | ECOWAS regional quality standards for standalone off-grid solar products (pico-PV and SHS kits) up to 350 Wp. | ECOWAS | Solar Energy Kits | Mandatory | Quality Standard | New | 2023 |  | April 2023 | Solar | IEC TS 62257-9-6 | ECOWAQ | Off-Grid | https://cprc-clasp.ngo/index.php/policies/ecostand-iec-ts-62257-9-82020 | http://www.ecreee.org/news/ecowas-industry-ministers-adopt-regional-standards-standalone-solar-systems-and-solar-pv-mini#:~:text=ABOUT%20ECREEE-,ECOWAS%20Industry%20Ministers%20adopt%20regional%20Standards%20on%20standalone%20solar%20systems,6)%20Standards%20on%20solar%20energy.
Efficiency Policy for Chillers | This policy specifies energy consumption standards, star ratings, and labeling requirements for chillers being manufactured, commercially purchased, or sold in India. | India | Chillers - Cooler Towers | Mandatory | Comparative Label, Minimum Performance Standard | New | 2023 |  | October 2023 | Electricity | IS 16590 with all amendments | Bureau of Energy Efficiency (BEE) | Energy Efficiency | https://cprc-clasp.ngo/index.php/policies/efficiency-policy-chillers
Electric Motors Minimum Energy Performance Standards | Electric Motors Minimum Energy Performance Standards | Pakistan | 3-Phase Motors, 1-Phase Motors | Mandatory | Minimum Performance Standard | Entered into force, New | 2020 |  | February 2021 | Electricity |  | National Energy Efficiency and Conservation Authority (NEECA) | Energy Efficiency | https://cprc-clasp.ngo/index.php/policies/electric-motors-minimum-energy-performance-standards | https://clasp.ngo/updates/2021/pakistan-launches-first-efficiency-policy-for-electric-motors
Energy Efficiency (Minimum Energy Efficiency Standards And Energy Labelling) Regulations, 2023 | This policy regulates minimum energy efficiency standards (MEPS) and label for air-conditioners: {a} casement or window type air-conditioner (cooling capacity of 7.1 kW or lower); (b} split type non-inverter air-conditioner with one or more than one indoor unit (cooling capacity of 7.1 kW or lower); {c} split type inverter air-conditioner with one or more than one indoor unit (cooling capacity of 7.1 kW or lower). | Brunei Darussalam | Air Conditioning, Room ACs - Stationary ACs | Mandatory | Comparative Label, Minimum Performance Standard | Entered into force, New | 2023 |  | September 2025 | Electricity | ISO 5151 , ISO 15042 | The Office of the Prime Minister | Energy Efficiency | https://cprc-clasp.ngo/index.php/policies/energy-efficiency-minimum-energy-efficiency-standards-and-energy-labelling-regulations | https://www.agc.gov.bn/AGC%20Images/LAWS/Gazette_PDF/2023/EN/S%2037_2023%20[E].pdf
Energy Efficiency Grade Label - Dish Dryers | A machine which only dries dishware, glassware, cutlery and, in some cases,cooking utensils by electrical means with the rated capacity 10 person or lessafter washing, and has the top or front door or sliding door. | Republic of Korea | Dish Dryers | Mandatory | Comparative Label | Entered into force, New | 2009 |  | December 2015 | Electricity | KS C IEC 60335-1 Part 1; KS C IEC 60335-2-5 Part 2- 5; KS C IEC 60704-2-3 | Korea Energy Management Corporation (KEMCO) | Energy Efficiency | https://cprc-clasp.ngo/index.php/policies/energy-efficiency-grade-label-dish-dryers | http://www.kemco.or.kr/new_eng/pg02/pg02100200_4.asp
Energy Efficiency Grade Label for Air Cleaners | By the scope of KS C 9314 the mechanical and combined air cleaner which hasless 200W power consumption, and the single power 220V and 60Hz. | Republic of Korea | Air Cleaners | Mandatory | Comparative Label | Entered into force, New | 2009 |  | January 2016 | Electricity | KS C 9314 | Korea Energy Management Corporation (KEMCO) | Energy Efficiency | https://cprc-clasp.ngo/index.php/policies/energy-efficiency-grade-label-air-cleaners | http://www.kemco.or.kr/new_eng/pg02/pg02100200_4.asp
Energy Efficiency Grade Label for Electric Fan | By KS C 9301 household electric fan, desktop or stand; which has the diameterof wing of 20-41 cm and the axial single wing run by induction motor to be usedin general: table, stand, etc . | Republic of Korea | Portable Fans | Mandatory | Comparative Label | Entered into force, New | 2009 |  | November 2019 | Electricity | KS C 9301 | Korea Energy Management Corporation (KEMCO) | Energy Efficiency | https://cprc-clasp.ngo/index.php/policies/energy-efficiency-grade-label-electric-fan | http://www.kemco.or.kr/new_eng/pg02/pg02100200_2.asp
Energy Efficiency Grade Label for Freezers | Household electric freezer of storage volume 80L-400L | Republic of Korea | Freezers-only | Mandatory | Comparative Label | Entered into force, New | 2010 |  | November 2019 | Electricity |  | Korea Energy Management Corporation (KEMCO) | Energy Efficiency | https://cprc-clasp.ngo/index.php/policies/energy-efficiency-grade-label-freezers | http://www.kemco.or.kr/new_eng/pg02/pg02100200_4.asp
Energy Efficiency Grade Label for Kimchi Refrigerators | Household electric refrigerating appliances of total storage volume 1000L or less,and Kimchi storage compartment is much than 50% of the whole storage volumewith a function maturing which it will be able to take effect the foodstuffs of theKimchi artificially, and with a compression type refrigerating machine andstorage cabinet integrated in one body. | Republic of Korea | Kim-chi Refrigerators | Mandatory | Comparative Label | Entered into force, New | 2009 |  | November 2019 | Electricity | KS C 9321 | Korea Energy Management Corporation (KEMCO) | Energy Efficiency | https://cprc-clasp.ngo/index.php/policies/energy-efficiency-grade-label-kimchi-refrigerators | http://www.kemco.or.kr/new_eng/pg02/pg02100200_2.asp
Energy Efficiency Grade Label for Vacuum Cleaners | Vacuum cleaner of rated power consumption of 800W-2,500W, and shall bemoveable dry only | Republic of Korea | Vacuum Cleaners | Mandatory | Comparative Label | Entered into force, New | 2009 |  | January 2016 | Electricity | KS C IEC 60312 | Korea Energy Management Corporation (KEMCO) | Energy Efficiency | https://cprc-clasp.ngo/index.php/policies/energy-efficiency-grade-label-vacuum-cleaners | http://www.kemco.or.kr/new_eng/pg02/pg02100200_4.asp
Energy Efficiency of Household and Similar Electrical Appliances | This standard identifies the methods of measuring and calculating energy efficiency and sets a maximum limit to the values of energy consumption. The standard aims to reduce the consumption of electric power. | Egypt | Kitchen, Dishwashers | Mandatory | Minimum Performance Standard | Entered into force, New | 2014 |  | October 2022 | Electricity | IEC60436:2004, A1:2009, A2:2012 | Egyptian Organisation for Standards and Quality | Energy Efficiency | https://cprc-clasp.ngo/index.php/policies/energy-efficiency-household-and-similar-electrical-appliances | https://www.eos.org.eg/en/standard/14008
Energy Efficiency Of Household Electrical Appliances Methods For Measuring And Calculating Energy Efficiency Of Domestic Ovens (ES 8058/2017) | This standard establishes the methods of measuring and calculating the energy efficiency of electrical domestic ovens. | Egypt | Kitchen, Ovens | Mandatory | Minimum Performance Standard | Entered into force, New | 2017 |  | October 2022 | Electricity | IEC 60350-1/2015 , Regulation (EU) No 65/2014 | Egyptian Organization for Standards & Quality | Energy Efficiency | https://cprc-clasp.ngo/index.php/policies/energy-efficiency-household-electrical-appliances-methods-measuring-and-calculating-0 | https://www.eos.org.eg/en/standard/14544
Energy Efficiency Policy for Light Commercial Air Conditioners | This policy specifies energy consumption standards, star ratings, and labeling requirements for light commercial air conditioners with a rated capacity above 10,500 Watts and up to and including 18,000 Watts for a single- or three-phase non-ducted split with fixed and variable speed air conditioners and heat pumps employing air cooled condensers being manufactured, commercially purchased, or sold in India. | India | Air Conditioning | Mandatory | Comparative Label, Minimum Performance Standard | Entered into force, New | 2023 |  | May 2023 | Electricity | IS 1391:2018 (all amendments) | Bureau of Energy Efficiency (BEE) | Energy Efficiency | https://cprc-clasp.ngo/index.php/policies/energy-efficiency-policy-light-commercial-air-conditioners | https://beestarlabel.com/Content/Files/LCAC_Regulations.pdf
Energy Efficiency Policy for Room Air Conditioners (Variable Speed) | This policy specifies the MEPS and labeling for variable speed unitary and split type of ACs. | India | Room ACs - Stationary ACs | Mandatory | Comparative Label, Minimum Performance Standard | Entered into force, New | 2015 | 2022 | October 2022 | Electricity | ISO 16358-1: 2013, IS 1391 (part 1 and 2) | Bureau of Energy Efficiency (BEE) | Energy Efficiency | https://cprc-clasp.ngo/index.php/policies/energy-efficiency-policy-room-air-conditioners-variable-speed | https://beestarlabel.com/Content/Files/IAC_Notification.pdf
Energy Efficiency Policy for Ultra High-Definition Televisions | This policy defines the energy consumption standards, star rating, and labeling requirements for ultra-high definition televisions with a native resolution of 3,840 x 2,160 (4K), including Liquid Crystal Displays with Light Emitting Diode backlighting, Organic Light Emitting Diode displays, Quantum dot Light Emitting Diode displays, Micro-Light Emitting Diode displays. It excludes televisions that include a non-removable main battery and computer monitors. The standard specifies the ultra-high definition televisions must meet the | India | Televisions | Mandatory | Comparative Label, Minimum Performance Standard | Entered into force, New | 2023 |  | May 2023 | Electricity | IEC 62087-3, 2015 , IS 616: 2017 , IEC 60065:2014 Edition 8.0 , | Bureau of Energy Efficiency (BEE) | Energy Efficiency | https://cprc-clasp.ngo/index.php/policies/energy-efficiency-policy-ultra-high-definition-televisions | https://beestarlabel.com/Content/Files/UHD_TV_Schedule.pdf
Energy Efficiency Policy for Washing Machine | This policy mandates energy performance standards for star labeled washing machine (with or without heating devices utilizing cold or hot water supply) for household and similar use. | India | Washing Machines | Mandatory | Comparative Label, Minimum Performance Standard | Entered into force, New | 2023 |  | August 2025 | Electricity | IEC 60456:2010 , IS 302-7-7:2010 | Bureau of Energy Efficiency (BEE) | Energy Efficiency | https://cprc-clasp.ngo/index.php/policies/energy-efficiency-policy-washing-machine | https://www.beestarlabel.com/Content/Files/WM%20Notification%20e-gazette.pdf
Energy efficiency, functionality and labelling requirements for self-ballasted Light Emitting Diode (LED) lamps | This standard specifies the energy efficiency, functionality, and product information requirements for self-ballasted LED lamps for general lighting services that works on single-phase alternating current supply up to and including 240V, 50Hz, being manufactured, imported or sold in Oman. The standard covers the following types of self-ballasted LED lamps: a. Both the directional and non-directional lamps. b. Lamps having a luminous flux above 60 lumens and below 12,000 lumens. | Oman | Directional Lamps | Mandatory | Minimum Performance Standard | Entered into force, New | 2020 |  | October 2021 | Electricity |  | Ministry of Commerce and Industry | Energy Efficiency | https://cprc-clasp.ngo/index.php/policies/energy-efficiency-functionality-and-labelling-requirements-self-ballasted-light-emitting | https://www.tuv.com/regulations-and-standards/en/oman-ministerial-decree-obligating-the-omani-standard-energy-efficiency-functionality-and.html
Energy labelling and MEPS for Swimming Pool Pumps | This Standard specifies the energy information disclosure, energy labelling and MEPS requirements for swimming pool pump-units. The rating scale for pump units is from 1 to 10. Every star on the label represents a 25% improvement in efficiency, so a 7 star pump will be up to 25% more energy efficient than a 6 star pump, and an 8 star pump will be up to 43% more efficient than a 6 star pump. Many pump-units also report noise levels on the label. | Australia | Pool Pumps | Mandatory | Comparative Label, Minimum Performance Standard | Entered into force, New | 2021 |  | December 2023 | Electricity | AS 5102.1-2009, AS 5102.2-2009 | Department of Climate Change and Energy Efficiency (DCCEE) | Energy Efficiency | https://cprc-clasp.ngo/index.php/policies/energy-labelling-and-meps-swimming-pool-pumps | https://www.legislation.gov.au/Series/F2022L00025
Energy Resources Regulations (Energy Efficiency of Electrical Induction Motors) 5764 - 2004 / SI 5289 | It covers electric induction motors | Israel | 3-Phase Motors | Mandatory | Comparative Label, Minimum Performance Standard | Entered into force, New | 2006 |  | October 2022 | Electricity |  | Ministry of Energy and Water Resources | Energy Efficiency | https://cprc-clasp.ngo/index.php/policies/energy-resources-regulations-energy-efficiency-electrical-induction-motors-5764-2004-si | http://energy.gov.il/English/LegislationLibraryE1/ECInductionMotors.doc
Energy Resources Regulations (Energy labeling of electric heating furnaces), 5753 - 1993 | Electric Heating Furnace | Israel | Boilers and Furnaces | Mandatory | Comparative Label | Entered into force, New | 1993 |  | October 2022 | Electricity |  | Ministry of Energy and Water Resources | Energy Efficiency | https://cprc-clasp.ngo/index.php/policies/energy-resources-regulations-energy-labeling-electric-heating-furnaces-5753-1993 | http://energy.gov.il/English/LegislationLibraryE1/ECElectricHeating.doc
ESDM Ministerial Decree No. 126.K/EK.06/DJE/2023 -- Refrigerated Display Case | This policy establishes the minimum performance standards and energy-saving label for refrigerated display case (RDC) which is a refrigerated cabinet used to display food or beverages, utilizing glass as a medium to highlight the products on display, with a capacity of 150 (one hundred fifty) to 300 (three hundred) liters. | Indonesia | Refrigerated Cabinets | Mandatory | Comparative Label, Minimum Performance Standard | Entered into force, New | 2023 |  | August 2025 | Electricity |  | Ministry of Energy and Mineral Resources | Energy Efficiency | https://cprc-clasp.ngo/index.php/policies/esdm-ministerial-decree-no-126kek06dje2023-refrigerated-display-case | https://simebtke.esdm.go.id/sinergi/assets/content/20250310092031_126K_SKEM_dan_LTHE_RDC.pdf
ESDM Ministerial Decree No. 162.K/EK.06/DJE/2023 -- Television | The policy regulates minimum energy performance standards and label for televisions of the liquid crystal display (LCD) type and light-emitting diode (LED) type, up to 55 inches in size | Indonesia | Televisions | Mandatory | Comparative Label, Minimum Performance Standard | Entered into force, New | 2023 |  | August 2025 | Electricity |  | Directorate General of New, Renewable Energy and Energy Conservation, Ministry … | Energy Efficiency | https://cprc-clasp.ngo/index.php/policies/esdm-ministerial-decree-no-162kek06dje2023-television | https://simebtke.esdm.go.id/sinergi/program_konservasi_energi/detail/1/regulasi-dan-standar-konservasi-energi
ESDM Ministerial Decree No. 87.K/EK.01/MEM.E/2025 -- Drinking Water Dispensers | This policy establishes MEPS and label for water dispense, a standalone device equipped with a heating component to heat drinking water, or a standalone device equipped with a heating and/or cooling component that uses a heat pump or thermoelectric system to cool drinking water. It uses bottled water as the water source, with a bottle capacity of up to 20 (twenty) liters. MEPS and Label rating: | Indonesia | Water Coolers | Mandatory | Comparative Label, Minimum Performance Standard | Entered into force, New | 2025 |  | August 2025 | Electricity |  | Directorate General of New, Renewable Energy and Energy Conservation, Ministry … | Energy Efficiency | https://cprc-clasp.ngo/index.php/policies/esdm-ministerial-decree-no-87kek01meme2025-drinking-water-dispensers | https://simebtke.esdm.go.id/sinergi/program_konservasi_energi/detail/1/regulasi-dan-standar-konservasi-energi
Ethiopian standard for pico-solar and SHS kits | Standalone off-grid solar products (pico-PV and SHS kits) up to 350 Wp. No policy link available. | Ethiopia | Solar Energy Kits | Mandatory | Quality Standard | Entered into force, New | 2021 |  | March 2022 | Solar | IEC TS 62257-9-5 | Ethiopian Standards Agency | Energy Efficiency, Off-Grid | https://cprc-clasp.ngo/index.php/policies/ethiopian-standard-pico-solar-and-shs-kits
FDNIS ECOSTAND 071-1:2017EE: Minimum Energy Performance Standards Part 1: Refrigerating products | This standard covers requirements for AC powered refrigerating appliances with a storage volume up to 1500 litres which are manufactured, assembled, imported or sold in any of the ECOWAS countries. It includes the following categories: | ECOWAS | Wine Chillers, Refrigerators-Freezers, Freezers-only | Mandatory | Comparative Label, Minimum Performance Standard | Entered into force, New | 2017 |  | October 2019 | Electricity | IEC 62552-1:2015, IEC 62552-2:2015, IEC 62552-3:2015, IEC 60335-1:2010+AMD1:2013, IEC 60335-2-24:2010+AMD1:2012 | ECOWAS Commission | Energy Efficiency | https://cprc-clasp.ngo/index.php/policies/fdnis-ecostand-071-12017ee-minimum-energy-performance-standards-part-1-refrigerating
FDNIS ECOSTAND 071-2:2017EE: Minimum Energy Performance Standards Part 2: Air conditioning products | This standard covers requirements for domestic and commercial air conditioning products such as: (1) portable AC; (2) unitary AC; (3) split AC, and (4) centralised AC system, which are single or double ducts, mobile or others; manufactured, assembled, imported or sold in any of the ECOWAS countries. Descriptions and illustrations of these products are available in Appendix 1. This standard covers equipment up to 20kW. It covers appliances designed to be plugged on the electric grid, it excludes appliances not powered by alternate current that use non-electric energys ources. | Nigeria | Room ACs - Stationary ACs, Portable ACs, Central ACs | Mandatory | Minimum Performance Standard | Entered into force, New | 2017 |  | October 2019 | Electricity | ISO 5151, ISO 13253, ISO 15042, ISO 16358-1:2013, IEC 60335-2-40:2013 | Standards Organisation of Nigeria (SON) | Energy Efficiency | https://cprc-clasp.ngo/index.php/policies/fdnis-ecostand-071-22017ee-minimum-energy-performance-standards-part-2-air-conditioning | http://son.gov.ng/son-introduces-national-energy-efficiency-label-for-air-conditioners-electrical-appliances-and-equipment
Gaceta Oficial No. 40.370 de fecha 12 de marzo de 2014 | Incandescent lamps subject to the fulfillment of this resolution, have the following: conventional type, with voltage exceeding 100 V and whose power is greater than or equal to 25 W. | Venezuela | Non-Directional lamps | Mandatory | Minimum Performance Standard | Entered into force, New | 2014 |  | January 2016 | Electricity |  |  | Energy Efficiency | https://cprc-clasp.ngo/index.php/policies/gaceta-oficial-no-40370-de-fecha-12-de-marzo-de-2014 | https://www.legiscomex.com/BancoMedios/Documentos%20PDF/resolucion_conjunta_47_energia_12_mar_2014.pdf
GB 12021.2-2025 Maximum Allowable Values of Energy Consumption and Energy Efficiency Grade for Household Refrigerating Appliance | The new standard revises Minimum Energy Performance Standards (MEPS) for household refrigerators and semi-conductor refrigerators with volume no greater than 60 L. The revised MEPS significantly raises the minimum energy efficiency thresholds for mainstream refrigerators and freezers, tightening the requirements from Grade 5 (Total Energy Efficiency Index, TEEI: 90%) through to Grade 1+ (TEEI: 40%). For all refrigerators excluding semiconductor models, the Total Energy Efficiency Index (TEEI) will now serve as the sole metric for energy efficiency. | China | Refrigerators-Freezers | Mandatory | Minimum Performance Standard | Published, Revised | 1989 | 2025 | June 2025 | Electricity | IEC62552-3:2020 , IEC62552-3 , | The Standardization Administration of China (SAC) | Energy Efficiency | https://cprc-clasp.ngo/index.php/policies/gb-120212-2025-maximum-allowable-values-energy-consumption-and-energy-efficiency-grade | https://std.samr.gov.cn/gb/search/gbDetailed?id=36A29D07E29DD444E06397BE0A0ACC4C
GB 19577-2024 Energy efficiency limit values ​​and energy efficiency grades for heat pumps and chillers | This policy energy efficiency limit values ​​and energy efficiency grades for heat pumps and chillers. It applies to the following products: water chilling (heat pump) packages using vapor compression, low ambient temperature air source heat pump (water chilling) packages, water-source (ground-source) heat pumps, lithium bromide absorption water chillers (heaters), water-source high-temperature heat pumps using the vapor compression cycle, indirect evaporative cooling water chillers, and integrated water chilling (heat pump) packages. It enters into force on 1 February 2025 and replaces the following standards: GB 19577-2015, GB 29540-2013, GB 30721-2014, and GB 37480-2019. | China | Heat Pumps, Water | Mandatory | Minimum Performance Standard | New | 2024 |  | December 2024 | Electricity | GB/T 10870 , GB/T 18362 , GB/T 18430.1 , GB/T 18430.2 , GB/T 18431 , GB/T 19409 , GB/T 25127.1 , GB/T 25127.2 , GB/T 25861 , JB/T 12839 , JB/T 12840 , JB/T 14640 , JB/T 14642 | National Development and Reform Commission (NDRC) and State Administration for … | Energy Efficiency | https://cprc-clasp.ngo/index.php/policies/gb-19577-2024-energy-efficiency-limit-values-and-energy-efficiency-grades-heat-pumps-and | https://openstd.samr.gov.cn/bzgk/gb/newGbInfo?hcno=C59327F9E5A3194DAD64C39B883C36C2
GB 24500-2020 Minimum Allowable Values of Energy Efficiency and Energy Efficiency Grades of Industrial Boilers | Applies to fixed type of steel-made steam boiler with water as medium and rated steam volume no less than 0.1 t per h; and fixed type of steel-made hot water boiler with rated outlet water pressure bigger than 0.1 MPa. Boilers shall use coal; gasoline; or gas as fuel and have rated steam pressure bigger than 0.04 MPa but smaller than 3.8 MPa. | China | Boilers and Furnaces | Mandatory | Minimum Performance Standard | Entered into force, New | 2010 | 2021 | May 2021 | Gas | GB/T 10180; NB/T 47066 | National Development and Reform Commission (NDRC); and State Administration for… | Energy Efficiency, Industrial Sector | https://cprc-clasp.ngo/index.php/policies/gb-24500-2020-minimum-allowable-values-energy-efficiency-and-energy-efficiency-grades | http://std.samr.gov.cn/gb/search/gbDetailed?id=A70340E7DF558CC8E05397BE0A0A829B
GB 24848-2010 Minimum allowable values of energy efficiency and energy efficiency grades for heaters of petroleum industry | This policy covers heaters of the petroleum industry. | China | Boilers and Furnaces | Mandatory | Minimum Performance Standard | Entered into force, New | 2010 |  | June 2021 | Electricity | SY/T 0540; SY/T 6381 | The Standardisation Administration of China (SAC) | Energy Efficiency, Industrial Sector | https://cprc-clasp.ngo/index.php/policies/gb-24848-2010-minimum-allowable-values-energy-efficiency-and-energy-efficiency-grades | http://std.samr.gov.cn/gb/search/gbDetailed?id=71F772D7D36FD3A7E05397BE0A0AB82A
GB 26920.3-2019 Minimum allowable values of energy efficiency and energy efficiency grades for commercial refrigerating appliances—Part 3: Refrigerated beverage vending machines | This policy covers refrigerated beverage vending machines. | China | Refrigerated Vending Machines | Mandatory | Minimum Performance Standard | Entered into force, New | 2021 |  | May 2021 | Electricity | GB/T 21001.2; GB/T 28493; ISO 9050 | The Standardisation Administration of China (SAC) | Energy Efficiency | https://cprc-clasp.ngo/index.php/policies/gb-269203-2019-minimum-allowable-values-energy-efficiency-and-energy-efficiency-grades | http://std.samr.gov.cn/gb/search/gbDetailed?id=9A0A4FA998CAD4A5E05397BE0A0AD02D
GB 28379-2012 Minimum allowable values of water efficiency and water efficiency grades for flush valve for water closets | This policy covers flush valves for water closets. | China | Toilets | Mandatory | Minimum Performance Standard | Entered into force, New | 2013 |  | May 2021 | Water | GB/T 8170-2008 | The Standardisation Administration of China (SAC) | Water Efficiency | https://cprc-clasp.ngo/index.php/policies/gb-28379-2012-minimum-allowable-values-water-efficiency-and-water-efficiency-grades-flush | http://std.samr.gov.cn/gb/search/gbDetailed?id=71F772D7FBCCD3A7E05397BE0A0AB82A
GB 28381-2012 Minimum allowable values of energy efficiency and evaluating values of energy conservation for centrifugal blower | This policy covers centrifugal blowers. | China | Industrial Blowers | Mandatory | Minimum Performance Standard | Entered into force, New, To Be Superseded | 2012 |  | May 2021 | Electricity | JB/T 2977; JB/T 3165; JB/T 7258 | The Standardisation Administration of China (SAC) | Energy Efficiency, Industrial Sector | https://cprc-clasp.ngo/index.php/policies/gb-28381-2012-minimum-allowable-values-energy-efficiency-and-evaluating-values-energy | http://std.samr.gov.cn/gb/search/gbDetailed?id=71F772D7E151D3A7E05397BE0A0AB82A
GB 28736-2019 Minimum allowable values of energy efficiency and energy efficiency grades for welding machines | This policy covers welding machines. | China | Other | Mandatory | Minimum Performance Standard | Entered into force, New | 2020 |  | May 2021 | Electricity | GB/T 156; GB/T 2900.22; GB/T 8118; GB/T 8366; GB/T 14549-1993; GB 15578; GB/T 15579.1; GB/T 25301 | The Standardisation Administration of China (SAC) | Energy Efficiency, Industrial Sector | https://cprc-clasp.ngo/index.php/policies/gb-28736-2019-minimum-allowable-values-energy-efficiency-and-energy-efficiency-grades | http://std.samr.gov.cn/gb/search/gbDetailed?id=9B70DDA9400FA80CE05397BE0A0A84AC
GB 29539-2013 Minimum allowable values of energy efficiency and energy efficiency grades for range hoods | This policy applies to efflux-type range hood with rated voltage below 250V and installed above domestic cooktop stove or other similar devices. | China | Cooktops or Hobs | Mandatory | Minimum Performance Standard | Entered into force, New | 2013 |  | June 2021 | Electricity | GB/T 17713-2011 | National Development and Reform Commission (NDRC); and State Administration for… | Energy Efficiency | https://cprc-clasp.ngo/index.php/policies/gb-29539-2013-minimum-allowable-values-energy-efficiency-and-energy-efficiency-grades | http://std.samr.gov.cn/gb/search/gbDetailed?id=71F772D7E800D3A7E05397BE0A0AB82A
GB 29540-2013 Minimum allowable values of the energy efficiency and energy efficiency grades for lithium bromide absorption chillers | This policy covers lithium bromide absorption chillers. | China | Chillers - Cooler Towers | Mandatory | Minimum Performance Standard | Entered into force, New | 2013 |  | May 2021 | Electricity | GB/T 18362; GB/T 18431 | The Standardisation Administration of China (SAC) | Energy Efficiency | https://cprc-clasp.ngo/index.php/policies/gb-29540-2013-minimum-allowable-values-energy-efficiency-and-energy-efficiency-grades | http://std.samr.gov.cn/gb/search/gbDetailed?id=71F772D7E7D9D3A7E05397BE0A0AB82A
GB 30253-2013 Minimum allowable values of energy efficiency and energy efficiency grades for permanent magnet synchronous motors | This policy covers permanent magnet synchronous motors. This policy will be replaced by GB 30253-2024, which will enter into force on 1 October 2025. Click 'See More' for a link to the new policy. | China | Variable Speed Drives | Mandatory | Minimum Performance Standard | Entered into force, New | 2014 |  | June 2021 | Electricity | GB 755-2008; GB 10068-2008; GB 10069.3-2008; GB/T 22669-2008; GB/T 22670-2008 | The Standardisation Administration of China (SAC) | Energy Efficiency, Industrial Sector | https://cprc-clasp.ngo/index.php/policies/gb-30253-2013-minimum-allowable-values-energy-efficiency-and-energy-efficiency-grades | http://std.samr.gov.cn/gb/search/gbDetailed?id=71F772D7E902D3A7E05397BE0A0AB82A
GB 30253-2024 Minimum Allowable Values of Energy Efficiency and Energy Efficiency Grades for Permanent Magnet Synchronous Motors | This policy defines mandatory minimum energy performance standards and efficiency grands for synchronous permanent magnet motors. It replaces GB 30253-2013. | China | Motors | Mandatory | Minimum Performance Standard | New | 0013 | 2024 | October 2024 | Electricity |  | The Standardisation Administration of China (SAC) | Energy Efficiency, Industrial Sector | https://cprc-clasp.ngo/index.php/policies/gb-30253-2024-minimum-allowable-values-energy-efficiency-and-energy-efficiency-grades | https://std.samr.gov.cn/gb/search/gbDetailed?id=23EE8C718E21E8A3E06397BE0A0AC332
GB 30254-2013 Minimum allowable values of energy efficiency and the energy efficiency grades for cage three-phase high voltage induction motors | This policy covers cage three-phase high voltage induction motors. | China | 3-Phase Motors | Mandatory | Minimum Performance Standard | Entered into force, New | 2014 |  | June 2021 | Electricity | GB 755-2008; GB/T 1032-2012; GB 10068-2008; GB 10069.3-2008 | The Standardisation Administration of China (SAC) | Energy Efficiency, Industrial Sector | https://cprc-clasp.ngo/index.php/policies/gb-30254-2013-minimum-allowable-values-energy-efficiency-and-energy-efficiency-grades-cage | http://std.samr.gov.cn/gb/search/gbDetailed?id=71F772D7E8DAD3A7E05397BE0A0AB82A
GB 30531-2014 Minimum allowable values of energy efficiency and energy efficiency grades for commercial gas cooking appliances | Applies to commercial gas-to-energy single stoves with rated thermal load of not more than 60 kW | China | Ovens | Mandatory | Minimum Performance Standard | Entered into force, New, To Be Superseded | 2014 | 2015 | June 2021 | Gas | GB / T 13611 | National Development and Reform Commission (NDRC); and State Administration for… | Energy Efficiency | https://cprc-clasp.ngo/index.php/policies/gb-30531-2014-minimum-allowable-values-energy-efficiency-and-energy-efficiency-grades | http://std.samr.gov.cn/gb/search/gbDetailed?id=71F772D7ED10D3A7E05397BE0A0AB82A
GB 30978-2014 Minimum allowable values of the energy efficiency and energy efficiency grades for water dispensers | Applies to the hot or cold water dispensers with rated voltage not exceeding 250 V. Does not apply to the instant hot water dispensers with rated power of more than 4 000 W. | China | Water Coolers | Mandatory | Minimum Performance Standard | Entered into force, New | 2015 |  | June 2021 | Electricity | GB/T 2828.1; GB/T 2829; GB 4706.1; GB/T 22090-2008 | National Development and Reform Commission (NDRC); and State Administration for… | Energy Efficiency | https://cprc-clasp.ngo/index.php/policies/gb-30978-2014-minimum-allowable-values-energy-efficiency-and-energy-efficiency-grades | http://std.samr.gov.cn/gb/search/gbDetailed?id=71F772D7FF8FD3A7E05397BE0A0AB82A
GB 32028-2015 Minimum allowable values of energy efficiency and energy efficiency grades for projectors | Applies to LCD and DLP projector used majorly for projection that have High Pressure Mercury Lamp and or metal halide lamp as lighting source. This can serve as reference for solid state lighting projector and projectors with LCOS as display parts. | China | Projectors | Mandatory | Minimum Performance Standard | Entered into force, New | 2016 |  | June 2021 | Electricity | GB-T8170 GB20943 SJ-T11332 SJ-T11346 | The Standardisation Administration of China (SAC) | Energy Efficiency | https://cprc-clasp.ngo/index.php/policies/gb-32028-2015-minimum-allowable-values-energy-efficiency-and-energy-efficiency-grades | http://std.samr.gov.cn/gb/search/gbDetailed?id=71F772D80950D3A7E05397BE0A0AB82A
GB 32049-2015 Minimum allowable values of energy efficiency and energy efficiency grades for household and similar purposes A.C. electric ventilating fans | This policy applies to AC motor-driven ventilating fans whose single-phase rated voltage is smaller than 250V rated input is smaller than 500V and impeller diameter is no larger than 500mm. | China | Exhaust Fans | Mandatory | Minimum Performance Standard | Entered into force, New | 2016 |  | June 2021 | Electricity | GB-T1236 GB-T2828.1 GB-T2829 GB-T14806 | The Standardisation Administration of China (SAC) | Energy Efficiency | https://cprc-clasp.ngo/index.php/policies/gb-32049-2015-minimum-allowable-values-energy-efficiency-and-energy-efficiency-grades | http://std.samr.gov.cn/gb/search/gbDetailed?id=71F772D80B41D3A7E05397BE0A0AB82A
GB 32311-2015 Minimum allowable values of energy efficiency and energy efficiency grades for hydrogen producing systems by water electrolysis | This policy covers hydrogen producing systems. | China | Other | Mandatory | Minimum Performance Standard | Entered into force, New | 2017 |  | June 2021 | Electricity | GB/T 19774; GB/T 24499 | The Standardisation Administration of China (SAC) | Energy Efficiency, Industrial Sector | https://cprc-clasp.ngo/index.php/policies/gb-32311-2015-minimum-allowable-values-energy-efficiency-and-energy-efficiency-grades | http://std.samr.gov.cn/gb/search/gbDetailed?id=71F772D80F02D3A7E05397BE0A0AB82A
GB 35971-2018 Minimum allowable values of the energy efficiency and energy efficiency grades for hermetic motor-compressor in room air conditioners | This policy covers hermetic motor-compressors in room air conditioners. | China | Refrigerant Compressors | Mandatory | Minimum Performance Standard | Entered into force, New | 2019 |  | May 2021 | Electricity | GB/T 5773; GB/T 15765-2014 | The Standardisation Administration of China (SAC) | Energy Efficiency | https://cprc-clasp.ngo/index.php/policies/gb-35971-2018-minimum-allowable-values-energy-efficiency-and-energy-efficiency-grades | http://std.samr.gov.cn/gb/search/gbDetailed?id=71F772D82889D3A7E05397BE0A0AB82A
GB 37478-2019 Minimum allowable values of energy efficiency and energy efficiency grades of LED luminaires for road and tunnel lighting | This policy covers LED luminaires for road and tunnel lighting. | China | Streetlighting | Mandatory | Minimum Performance Standard | Entered into force, New, To Be Superseded | 2020 |  | May 2021 | Electricity | GB/T 24826; GB/T 31897.201 | The Standardisation Administration of China (SAC) | Energy Efficiency | https://cprc-clasp.ngo/index.php/policies/gb-37478-2019-minimum-allowable-values-energy-efficiency-and-energy-efficiency-grades-led | http://std.samr.gov.cn/gb/search/gbDetailed?id=86000D0C5CBB0E10E05397BE0A0A5BBB
GB 37479-2019 Minimum allowable values of energy efficiency and energy efficiency grades for ducted air conditioners | This policy covers ducted air conditioners. | China | Central ACs | Mandatory | Minimum Performance Standard | Entered into force, New | 2020 |  | May 2021 | Electricity | GB/T 17758-2010; GB/T 18836; GB 21455; GB/T 25128-2010 | The Standardisation Administration of China (SAC) | Energy Efficiency | https://cprc-clasp.ngo/index.php/policies/gb-37479-2019-minimum-allowable-values-energy-efficiency-and-energy-efficiency-grades | http://std.samr.gov.cn/gb/search/gbDetailed?id=86000D0C5CBA0E10E05397BE0A0A5BBB
GB 37480-2019 Minimum allowable values of energy efficiency and energy efficiency grades for low ambient temperature air source heat pumps (water chiller) packages | This policy covers low ambient temperature air source heat pumps. | China | Heat Pumps | Mandatory | Minimum Performance Standard | Entered into force, New | 2020 |  | May 2021 | Electricity | GB/T 21362-2008; GB/T 25127.1-2010; GB/T 25127.2-2010; JB/T 12841-2016 | The Standardisation Administration of China (SAC) | Energy Efficiency | https://cprc-clasp.ngo/index.php/policies/gb-37480-2019-minimum-allowable-values-energy-efficiency-and-energy-efficiency-grades-low | http://std.samr.gov.cn/gb/search/gbDetailed?id=86000D0C5CB80E10E05397BE0A0A5BBB
GB 37483-2019 Minimum allowable values of energy efficiency and energy efficiency grades for rotary aerator in wastewater treatment | This policy covers rotary aerators in wastewater treatment. | China | Pumps Other | Mandatory | Minimum Performance Standard | Entered into force, New | 2020 |  | May 2021 | Electricity | GB 18613; JB/T 12579 | The Standardisation Administration of China (SAC) | Energy Efficiency, Industrial Sector | https://cprc-clasp.ngo/index.php/policies/gb-37483-2019-minimum-allowable-values-energy-efficiency-and-energy-efficiency-grades | http://std.samr.gov.cn/gb/search/gbDetailed?id=86000D0C5CB60E10E05397BE0A0A5BBB
GB 37484-2019 Minimum allowable values of energy efficiency and energy efficiency grades for precipitators | This policy covers precipitators. | China | Air Cleaners | Mandatory | Minimum Performance Standard | Entered into force, New | 2020 |  | May 2021 | Electricity | GB/T 6719; GB/T 13931; GB 19153; GB/T 32154 | The Standardisation Administration of China (SAC) | Energy Efficiency, Industrial Sector | https://cprc-clasp.ngo/index.php/policies/gb-37484-2019-minimum-allowable-values-energy-efficiency-and-energy-efficiency-grades | http://std.samr.gov.cn/gb/search/gbDetailed?id=86000D0C5CBD0E10E05397BE0A0A5BBB
GB 37485-2019 Minimum allowable values of energy efficiency and energy efficiency grades for submersible mixers of wastewater | This policy covers submersible mixers of wastewater. | China | Pumps Other | Mandatory | Minimum Performance Standard | Entered into force, New | 2020 |  | May 2021 | Electricity | GB 18163; GB/T 33566 | The Standardisation Administration of China (SAC) | Energy Efficiency | https://cprc-clasp.ngo/index.php/policies/gb-37485-2019-minimum-allowable-values-energy-efficiency-and-energy-efficiency-grades | http://std.samr.gov.cn/gb/search/gbDetailed?id=86000D0C5CB90E10E05397BE0A0A5BBB
GB 38383-2019 The minimum allowable values of the energy, water consumption, and grades for dishwashers | This policy covers dishwashers. | China | Dishwashers | Mandatory | Minimum Performance Standard | Entered into force, New, To Be Superseded | 2021 |  | May 2021 | Electricity, Water | GB/T 20290-2016; QB/T 1520-2013 | The Standardisation Administration of China (SAC) | Energy Efficiency, Water Efficiency | https://cprc-clasp.ngo/index.php/policies/gb-38383-2019-minimum-allowable-values-energy-water-consumption-and-grades-dishwashers | http://std.samr.gov.cn/gb/search/gbDetailed?id=9A0A4FA998CCD4A5E05397BE0A0AD02D
GB 38448-2019 Minimum allowable values and grades of the energy efficiency and water efficiency for smart water closets | This policy covers smart water closets. | China | Toilets | Mandatory | Minimum Performance Standard | New, To Be Superseded | 2019 |  | November 2025 | Water | GB/T 6952; GB/T 9195; GB/T 20810; GB 25502 | The Standardisation Administration of China (SAC) | Water Efficiency | https://cprc-clasp.ngo/index.php/policies/gb-38448-2019-minimum-allowable-values-and-grades-energy-efficiency-and-water-efficiency | http://std.samr.gov.cn/gb/search/gbDetailed?id=9B70DDA93FFFA80CE05397BE0A0A84AC
GB 38449-2019 Minimum allowable values of energy efficiency and energy efficiency grade of regenerative rolling reheating furnace | This policy covers regenerative rolling reheating furnaces. | China | Boilers and Furnaces | Mandatory | Minimum Performance Standard | Entered into force, New | 2020 |  | May 2021 | Electricity | GB/T 24826; GB/T 31897.201 | The Standardisation Administration of China (SAC) | Energy Efficiency, Industrial Sector | https://cprc-clasp.ngo/index.php/policies/gb-38449-2019-minimum-allowable-values-energy-efficiency-and-energy-efficiency-grade | http://std.samr.gov.cn/gb/search/gbDetailed?id=9B70DDA93FFEA80CE05397BE0A0A84AC
GB 38450-2019 Minimum allowable values of energy efficiency and energy efficiency grades of LED flat panel luminaires | This policy covers LED flat panel luminaires. | China | Indoor Luminaires | Mandatory | Minimum Performance Standard | Entered into force, New | 2021 |  | May 2021 | Electricity | GB/T 24826; GB/T 31897.201 | The Standardisation Administration of China (SAC) | Energy Efficiency | https://cprc-clasp.ngo/index.php/policies/gb-38450-2019-minimum-allowable-values-energy-efficiency-and-energy-efficiency-grades-led | http://std.samr.gov.cn/gb/search/gbDetailed?id=9B70DDA94000A80CE05397BE0A0A84AC
GB 39177-2020 Minimum allowable values of energy efficiency and energy efficiency grades for electric pressure cookers | This standard specifies the energy efficiency grades, MEPS, and test methods for electric pressure cookers. It applies to electric pressure cookers heated by electric heating elements or electromagnetic induction, with a rated power of not more than 2000 W, rated volume of no more than 10 L, and a rated cooking pressure of 40 kPa–140 kPa. | China | Kitchen | Mandatory | Minimum Performance Standard | Entered into force, New | 2021 |  | October 2022 | Electricity | GB 39177-2020 | The Standardization Administration of China (SAC) | Energy Efficiency | https://cprc-clasp.ngo/index.php/policies/gb-39177-2020-minimum-allowable-values-energy-efficiency-and-energy-efficiency-grades-0 | https://std.samr.gov.cn/gb/search/gbDetailed?id=AB2CA7A65EF23FD1E05397BE0A0A98CA
GP/ST/No.50/2024: Guidelines on Energy Using Product - Electric Oven | This guideline specifies the minimum energy performance standards and rating labels for portable or built-in type electric oven with the following function mode: (a) conventional mode; (b) convectional mode; (c) conventional and convectional mode; and (d) conventional, convectional and steam mode | Malaysia | Ovens | Mandatory | Comparative Label, Minimum Performance Standard | Entered into force, New | 2025 |  | August 2025 | Electricity |  | Suruhanjaya Tenaga - ST (Energy Commission) | Energy Efficiency | https://cprc-clasp.ngo/index.php/policies/gpstno502024-guidelines-energy-using-product-electric-oven-0 | https://www.st.gov.my/contents/2025/EECA/20250505%20GUIDELINES%20ON%20ENERGY%20USING%20PRODUCT.pdf
GP/ST/No.50/2024: Guidelines on Energy Using Product - Freezers | The guideline specifies minimum energy performance standards and star rating for freezer with size up to or equal to 320 L, chest type with solid door. | Malaysia | Freezers-only | Mandatory | Comparative Label, Minimum Performance Standard | Entered into force, New | 2025 |  | August 2025 | Electricity | IEC 62552-1:2015/AMD1:2020 , IEC 62552-3:2015/AMD1:2020 | Suruhanjaya Tenaga - ST (Energy Commission) | Energy Efficiency | https://cprc-clasp.ngo/index.php/policies/gpstno502024-guidelines-energy-using-product-freezers | https://www.st.gov.my/contents/2025/EECA/20250505%20GUIDELINES%20ON%20ENERGY%20USING%20PRODUCT.pdf
Green Building Reach Codes for Home Renovation | This policy defines electrification requirements for home renovations and new construction (residential and office buildings) in the city of San Mateo, California. | California | Heat Pumps, Air Conditioning, Water Heating | Mandatory | Building Code | Entered into force, New | 2022 |  | February 2024 | Electricity |  | City of San Mateo | AC-to-heat pump | https://cprc-clasp.ngo/index.php/policies/green-building-reach-codes-home-renovation | https://www.cityofsanmateo.org/3363/Reach-Codes
Greenhouse and Energy Minimum Standards (Air Conditioners above 65kW) Determination) 2022 | The products covered by this Determination are air‑to‑air single-phase and three-phase: air conditioners; and multi‑split outdoor units (whether or not supplied or offered for supply as part of a multi‑split system); and single‑split outdoor units that have a rated standard cooling full capacity, or for heating only products, a rated standard heating full capacity, of more than 65kW. Air conditioners that have a rated standard cooling full capacity, or for heating only products, a rated standard heating full capacity, of 65kW or less are covered by the Air Conditioners up to 65kW Determination. This policy covers product classes 24-27. | Australia | Room ACs - Stationary ACs, Packaged Terminals | Mandatory | Minimum Performance Standard | Entered into force, New | 2022 |  | July 2025 | Electricity |  | Department of Climate Change and Energy Efficiency (DCCEE) | Energy Efficiency | https://cprc-clasp.ngo/index.php/policies/greenhouse-and-energy-minimum-standards-air-conditioners-above-65kw-determination-2022 | https://www.legislation.gov.au/Series/F2022L00182
Greenhouse and Energy Minimum Standards (Close Control Air Conditioners) Determination 2012 | This standard specifies the MEPS for close control air conditioners (used where temperature and humidity are required to be monitored and maintained within narrow limits, for example, use in computer rooms, data processing units, telecommunications facilities and other industrial process areas) that fall in the scope of AS/NZS 4965.1. | Australia | Climate Controls | Mandatory | Minimum Performance Standard | Entered into force, New | 2012 |  | December 2023 | Electricity | AS/NZS 4965.1:2008 | Department of Climate Change and Energy Efficiency (DCCEE) | Energy Efficiency | https://cprc-clasp.ngo/index.php/policies/greenhouse-and-energy-minimum-standards-close-control-air-conditioners-determination-2012 | https://www.legislation.gov.au/Details/F2012L02124
Greenhouse and Energy Minimum Standards (Household Refrigerating Appliances) Determination 2019 | Refrigerators, freezers and refrigerator-freezers which intended for household or similar use and which: operate using the vapour compression cycle; and use mains electricity (230/240 Volts at 50 Hz) as the primary power source. | Australia | Refrigerators-Freezers, Freezers-only | Mandatory | Comparative Label, Minimum Performance Standard | Entered into force, New | 2019 |  | December 2023 | Electricity | AS/NZS 4474:2018 | Department of Climate Change and Energy Efficiency (DCCEE) | Energy Efficiency | https://cprc-clasp.ngo/index.php/policies/greenhouse-and-energy-minimum-standards-household-refrigerating-appliances-determination | https://www.legislation.gov.au/Series/F2019L01066
Guide on Minimum Energy Performance Standard (Meps) Requirement for Washing Machine (Amendment 1) | This guide specifies minimum energy performance standard (MEPS) and energy labeling requirements of washing machines for households use, with or without heating devices utilizing cold and/or hot water supply. | Malaysia | Washing Machines | Mandatory | Comparative Label, Minimum Performance Standard | New, Superseded | 2018 |  | February 2021 | Electricity | IEC 60456: 2010, MS IEC 60456: 2012 | Suruhanjaya Tenaga - ST (Energy Commission) | Energy Efficiency | https://cprc-clasp.ngo/index.php/policies/guide-minimum-energy-performance-standard-meps-requirement-washing-machine-amendment-1 | https://www.st.gov.my/en/contents/files/download/95/Guide_on_MEPS_for_Washing_Machine.pdf
Guide on Minimum Energy Performance Standards for Fans | This Guide applies to (a) wall (b) desk (c) pedestal (d) ceiling fans. | Malaysia | Ceiling Fans, Portable Fans | Mandatory | Comparative Label, Minimum Performance Standard | New, Superseded | 2013 |  | February 2021 | Electricity | MS 2574:2014 | Suruhanjaya Tenaga - ST (Energy Commission) | Energy Efficiency | https://cprc-clasp.ngo/index.php/policies/guide-minimum-energy-performance-standards-fans | https://www.st.gov.my/web/consumer/details/7/2----http://portal.unimap.edu.my/portal/page/portal30/Lecture%20Notes/KEJURUTERAAN_SISTEM_ELEKTRIK/Semester%202%20Sidang%20Akademik%2020182019/EET432%20Electrical%20Energy%20Utilization/Reading%20References/MS%202574%202014%20(MEPS%20for%20Domestic%20Fan).pdf
Guide on Minimum Energy Performance Standards for Microwave Oven | This Guide is developed by the Commission to specify the MEPS and energy labelling requirements for microwave oven that can be connected to mains power and for household use. This Guide shall apply to the following function of microwave oven with size up to or equal to 32 Litre: (a) solo; (b) combination; (c) convection; (d) any other microwave oven with similar function; and (e) exclude any type of built-in microwave oven which its power supplied direct from power source. | Malaysia | Microwaves | Mandatory | Comparative Label, Minimum Performance Standard | New, Superseded | 2020 |  | February 2021 | Electricity | MS IEC 62301:2012, IEC 60705:2010 | Suruhanjaya Tenaga - ST (Energy Commission) | Energy Efficiency | https://cprc-clasp.ngo/index.php/policies/guide-minimum-energy-performance-standards-microwave-oven | https://www.st.gov.my/en/contents/files/download/95/Guide_on_MEPS_Microwave_Oven_Issue_Date_01_MARCH_2020.pdf
Guide on Minimum Energy Performance Standards for Rice cooker | This Guide is developed by the Commission to specify the MEPS and energy labeling requirements for rice cooker that can be connected to mains power and for household use. This Guide shall apply to the rice cooker with size up to or equal to 3.6 L and rated power up to 1600 Watt. | Malaysia | Rice Cookers | Mandatory | Comparative Label, Minimum Performance Standard | Entered into force, New | 2020 |  | February 2021 | Electricity | MS 2024 | Suruhanjaya Tenaga - ST (Energy Commission) | Energy Efficiency | https://cprc-clasp.ngo/index.php/policies/guide-minimum-energy-performance-standards-rice-cooker | https://www.st.gov.my/contents/2021/MEPS/20210108%20-%20Guide%20on%20MEPS%20for%20Rice%20Cooker%20(UPDATED).pdf
Guideline for Obtaining the Certificate of Approval (COA) for Led Lamps under Minimum Energy Performance Standards (MEPS) | This policy applies to tubular fluorescent lamps, compact fluorescent lamps (CFL), light emitting diode (LED) lamps, and incandescent lamps. This guideline applies only for self-ballasted LED lamps for general lighting services. | Malaysia | Tubular Lamps, Non-Directional lamps, Directional Lamps | Mandatory | Minimum Performance Standard | Entered into force, New | 2015 |  | February 2021 | Electricity | MS 62612 (P), MS IEC 60061-1, MS IEC 60064, MS IEC 60081, MS IEC 60901, MS IEC 60969 | Suruhanjaya Tenaga - ST (Energy Commission) | Energy Efficiency | https://cprc-clasp.ngo/index.php/policies/guideline-obtaining-certificate-approval-coa-led-lamps-under-minimum-energy-performance | https://www.st.gov.my/contents/article/consumer/2014/GUIDELINES_FOR_Certificate_of_Approval_Lamp_latest.pdf
Implementing Guidelines of the Philippine Energy Labeling Program for Clothes Washing Machines 2024, 1st Edition | This policy contains MEPS and labeling requirements for washing machines according to Department Circular No. 2020-06-0015. The policy applies to the following fixed speed / variable speed clothes washing machines with minimum capacity of 5 kg up to 22kg: manual (single tub and twin tub), and automatic (top loading and front loading). Clothes washing machines with rated capacity beyond 22kg are not covered by this policy, likewise, spin dryers/water extractors are not covered. The performance data that will be declared shall be based on a Washing Performance of at least 0.6. | Philippines | Washing Machines | Mandatory | Comparative Label, Minimum Performance Standard | Entered into force, New | 2023 | 2024 | January 2025 | Electricity | PNS IEC 60456:2013 | Department of Energy | Energy Efficiency | https://cprc-clasp.ngo/index.php/policies/implementing-guidelines-philippine-energy-labeling-program-clothes-washing-machines-2024 | https://legacy.doe.gov.ph/laws-and-issuances/implementing-guidelines-philippine-energy-labeling-program-clothes-washing-0
Implementing Guidelines of the Philippine Energy Labeling Program for Display Monitors 2024, 1st Edition | This policy contains minimum energy performance standards and mandatory energy labeling for display monitors according to section 5 and 9 of Department Circular No. 2020-06-0015. Products in scope include display monitors operating in AC or combination of AC and DC sources connected by digital inputs, such as but not limited to DP, HDMI, DVI, USB, wireless and network connection, or by analog VGA input. Display Monitors that are powered solely from battery sources and specialized monitors are not covered. | Philippines | Displays | Mandatory | Comparative Label, Minimum Performance Standard | Entered into force, New | 2024 |  | January 2025 | Electricity | PNS IEC 62087-1 , IEC 62087-2 , PNS IEC 62087-7 , PNS 378 , PNS IEC 62301 | Department of Energy | Energy Efficiency | https://cprc-clasp.ngo/index.php/policies/implementing-guidelines-philippine-energy-labeling-program-display-monitors-2024-1st | https://legacy.doe.gov.ph/laws-and-issuances/implementing-guidelines-philippine-energy-labeling-program-display-monitors-2024
Implementing Guidelines of the Philippine Energy Labeling Program for Electric Fans | This policy contains MEPS and labeling requirements for washing machines according to Department Circular No. 2020-06-0015. The policy applies to electric fans operating in Alternating Current (AC) sources and may perform additional functionalities (such as but not limited to lamps, radio, etc.) with a rated power input of less than 125 watts (W) and falls under the following types: pedestal or stand fans; desk or table fans; wall-mounted fans; floor, ground or box fans; orbit or ceiling bracket fans; ceiling fans; tower fans; bladeless fans. | Philippines | Ceiling Fans, Window Fans, Portable Fans | Mandatory | Comparative Label, Minimum Performance Standard | Entered into force, New | 2023 |  | January 2024 | Electricity | PNS IEC 60879:2020 (IEC published 2019) | Department of Energy | Energy Efficiency | https://cprc-clasp.ngo/index.php/policies/implementing-guidelines-philippine-energy-labeling-program-electric-fans | https://legacy.doe.gov.ph/laws-and-issuances/implementing-guidelines-philippine-energy-labeling-program-electric-fans
Implementing Guidelines of the Philippine Energy Labeling Program for Energy Saving Devices (ESD) / Low Voltage Saving Devices (LVSD) for Domestic Application 2024, 1st Edition | This policy contains mandatory energy labeling requirements for Energy Saving Devices (ESD) / Low Voltage Saving Devices (LVSD) according to section 5 and 9 of Department Circular No. 2020-06-0015. These devices are for household appliances, lighting, and related equipment for use on single phase low voltage alternating current (AC) supply. | Asia and Pacific, Philippines | Other | Mandatory | Comparative Label, Minimum Performance Standard | Entered into force, New | 2024 |  | January 2025 | Electricity | PNS 2080:2010 , PNS IEC 62301:2021 | Department of Energy | Energy Efficiency | https://cprc-clasp.ngo/index.php/policies/implementing-guidelines-philippine-energy-labeling-program-energy-saving-devices-esd-low | https://legacy.doe.gov.ph/laws-and-issuances/implementing-guidelines-philippine-energy-labeling-program-energy-saving-devices
Implementing Guidelines of The Philippine Energy Labeling Program for Lighting Products 2024, 1st Edition | This policy contains minimum energy performance standards and mandatory energy labeling for lighting products used for General Lighting Service Lamps according to section 9 of Department Circular No. 2020-06-0015. Products in scope include Linear Fluorescent Lamps (LFL) or Double-Capped Fluorescent Lamps (DFL), Double-Capped Linear LED Lamps, Self-Ballasted Compact Fluorescent Lamps (CFL), Single-Capped Fluorescent Lamps (SFL), Self-Ballasted Non Directional LED Lamps. | Philippines | Tubular Lamps, Non-Directional lamps | Mandatory | Comparative Label, Minimum Performance Standard | Entered into force, New | 2021 | 2024 | January 2025 | Electricity | CIE 84 1st Edition 1989 , PNS IEC 60081 , PNS IEC 60901 , ANSI C78.377-2015 , CIE S 025/E:2015 , CIE 13.3:1995 , IES LM 79-08 , IES LM 80-15 , PNS IEC 62612 , PNS IEC 61000-3-2 , IEC 60838-2-3 E.D. 1.0 B:2016 Miscellaneous Lampholders | Department of Energy | Energy Efficiency | https://cprc-clasp.ngo/index.php/policies/implementing-guidelines-philippine-energy-labeling-program-lighting-products-2024-1st | https://legacy.doe.gov.ph/laws-and-issuances/implementing-guidelines-philippine-energy-labeling-program-lighting-products-2024
Implementing Guidelines of the Philippine Energy Labeling Program for Refrigerating Appliances 2024, 1st Edition | This policy contains minimum energy performance standards and labeling requirements for refrigerating appliances according to section 9 of Department Circular No. 2020-06-0015. Products in scope include refrigerators and refrigerator-freezers (manual defrost and frost-free) with a minimum volume capacity of 113 liters for domestic and similar use. Freezers are not covered in the scope. | Philippines | Refrigerators-Freezers | Mandatory | Comparative Label, Minimum Performance Standard | Entered into force, New | 2021 | 2024 | January 2025 | Electricity | PNS IEC 62552-1 , PNS IEC 62552-2 , PNS IEC 62552-3 | Department of Energy | Energy Efficiency | https://cprc-clasp.ngo/index.php/policies/implementing-guidelines-philippine-energy-labeling-program-refrigerating-appliances-2024 | https://legacy.doe.gov.ph/laws-and-issuances/implementing-guidelines-philippine-energy-labeling-program-refrigerating
Implementing Guidelines of The Philippine Energy Labeling Program for Television Sets 2024, 1st Edition | This policy contains MEPS and labeling requirements for television sets according to Department Circular No. 2020-06-0015. The policy applies to all television sets. | Philippines | Televisions | Mandatory | Comparative Label, Minimum Performance Standard | Entered into force, New | 2021 | 2024 | January 2025 | Electricity | PNS IEC 62087 , PNS 378 , IEC 62301 | Department of Energy | Energy Efficiency | https://cprc-clasp.ngo/index.php/policies/implementing-guidelines-philippine-energy-labeling-program-television-sets-2024-1st | https://legacy.doe.gov.ph/laws-and-issuances/implementing-guidelines-philippine-energy-labeling-program-television-sets-2024
Inmetro Ordinance No. 290 of 7 July 2021 | This policy specifies quality and conformity assessment requirements for 3-phase squirrel cage motor labeling. | Brazil | 3-Phase Motors | Mandatory | Comparative Label | Entered into force, New | 2021 |  | September 2022 | Electricity | ABNT NBR 17094-3:2018 / ABNT NBR 17094-1:2018 | National Institute of Metrology, Quality, and Technology (INMETRO) | Energy Efficiency | https://cprc-clasp.ngo/index.php/policies/inmetro-ordinance-no-290-7-july-2021 | https://www.in.gov.br/web/dou/-/portaria-n-290-de-7-de-julho-de-2021-331319038
INTE E18-2 2016 | This standard establishes the minimum content of the energy efficiency label; of the light emitting diode -LED- luminaires for public lighting. This standard applies to luminaires with LED lighting components; which are sold and installed in the national territory to illuminate outdoor areas that have one or more of the following characteristics: roads; parks; or parking lots. | Costa Rica | Streetlighting | Mandatory | Comparative Label | Entered into force, New | 2016 |  | September 2018 | Electricity |  | Institute of Technical Standards of Costa Rica | Energy Efficiency | https://cprc-clasp.ngo/index.php/policies/inte-e18-2-2016 | https://www.inteco.org/shop/product/inte-e18-2-2016-eficiencia-energetica-luminarias-de-diodos-emisores-de-luz-led-para-alumbrado-publico-etiquetado-872?search=INTE+E18
INTE E20-1 2016 | This standard establishes the levels of the energy factor, water consumption factor, and energy consumption to be met by household electric clothes washers. The standard does not apply to washers that do not use electricity or washers for industrial and commercial use. | Costa Rica | Washing Machines | Mandatory | Minimum Performance Standard | Entered into force, New | 2016 |  | September 2018 | Electricity |  | Institute of Technical Standards of Costa Rica | Energy Efficiency | https://cprc-clasp.ngo/index.php/policies/inte-e20-1-2016 | https://inteco.org/tienda/catalogo/INTEE2012016
INTE E21-1 2016 | This national standard establishes the levels of washing efficiency that must be met by household appliances washing machines. Applies to clothes washers automatic household appliances. This national standard does not apply to: Washers that do not use electricity; Washers for industrial and commercial use; Semi-automatic clothes washer; Manual clothes washer. | Costa Rica | Washing Machines | Mandatory | Minimum Performance Standard | Entered into force, New | 2016 |  | September 2018 | Electricity |  | Institute of Technical Standards of Costa Rica | Energy Efficiency | https://cprc-clasp.ngo/index.php/policies/inte-e21-1-2016 | https://www.inteco.org/shop/product/inte-e21-1-2016-eficiencia-energetica-lavadoras-de-ropa-electrodomesticas-parte-1-eficiencia-de-lavado-el-requisitos-1210?search=INTE+28
INTE E21-2 2016 | This national standard specifies the content of the washing efficiency label to be met by household appliance washing machines. Applies to clothes washers automatic household appliances. This national standard does not apply to: Washers that do not use electricity; Washers for industrial and commercial use; Semi-automatic clothes washer; or Manual clothes washer. This standard applies to electric clothes washers for domestic use with electrical connection 115 V to 240 V; at 60 Hz. | Costa Rica | Washing Machines | Mandatory | Comparative Label | Entered into force, New | 2016 |  | September 2018 | Electricity |  | Institute of Technical Standards of Costa Rica | Energy Efficiency | https://cprc-clasp.ngo/index.php/policies/inte-e21-2-2016 | https://www.inteco.org/shop/product/inte-e21-2-2016-eficiencia-energetica-lavadoras-electricas-de-ropa-eficiencia-de-lavado-parte-3-etiquetado-1463?search=INTE+28
ISIRI 10638 -Technical Specifications and Test Methods for Energy Consumption and Energy Labeling Instructions | Single package non ducted single and multi split Product sub-type is yet to be determined. | Iran | Room ACs - Stationary ACs | Mandatory | Comparative Label | Entered into force, New | 2009 |  | January 2016 | Electricity |  | Institute of Standards and Industrial Research of Iran (ISIRI) | Energy Efficiency | https://cprc-clasp.ngo/index.php/policies/isiri-10638-technical-specifications-and-test-methods-energy-consumption-and-energy | http://isiri.gov.ir/portal/home/?135546/%D8%A7%D8%B7%D9%84%D8%A7%D8%B9%D8%A7%D8%AA-%D9%85%D8%B1%D8%A8%D9%88%D8%B7-%D8%A8%D9%87-%D8%A7%D8%B3%D8%AA%D8%A7%D9%86%D8%AF%D8%A7%D8%B1%D8%AF%D9%87%D8%A7%DB%8C-%D8%A8%D8%B1%DA%86%D8%B3%D8%A8-%D8%A7%D9%86%D8%B1%DA%98%
ISIRI 10639: 2007,1st edition -Technical specifications and test method for energy consumption and energy labeling instruction | Residential hermetic compressor -one level, positive displacement compressor. Does not include high pressure hermetic compressor | Iran | Refrigerant Compressors | Mandatory | Comparative Label, Minimum Performance Standard | Entered into force, New | 2013 |  | January 2016 | Electricity | ISIRI NS 4335 | Institute of Standards and Industrial Research of Iran (ISIRI) | Energy Efficiency | https://cprc-clasp.ngo/index.php/policies/isiri-10639-20071st-edition-technical-specifications-and-test-method-energy-consumption | http://isiri.gov.ir/portal/home/?135546/%D8%A7%D8%B7%D9%84%D8%A7%D8%B9%D8%A7%D8%AA-%D9%85%D8%B1%D8%A8%D9%88%D8%B7-%D8%A8%D9%87-%D8%A7%D8%B3%D8%AA%D8%A7%D9%86%D8%AF%D8%A7%D8%B1%D8%AF%D9%87%D8%A7%DB%8C-%D8%A8%D8%B1%DA%86%D8%B3%D8%A8-%D8%A7%D9%86%D8%B1%DA%98%
ISIRI 10759:2005, 1st Edition- technical specifications and test method for energy consumption and energy labeling instruction | Covers electric fluorescent ballast and tube fluorescent lamps 20-40 W, frequency 50hz, and 220-240 volts | Iran | Fluorescent and HID Lighting | Mandatory | Comparative Label, Minimum Performance Standard | Entered into force, New | 2009 |  | January 2016 | Electricity | 34C/682/INF: 2005, 34C/693/NP: 2005 | Institute of Standards and Industrial Research of Iran (ISIRI) | Energy Efficiency | https://cprc-clasp.ngo/index.php/policies/isiri-107592005-1st-edition-technical-specifications-and-test-method-energy-consumption | http://isiri.gov.ir/portal/home/?135546/%D8%A7%D8%B7%D9%84%D8%A7%D8%B9%D8%A7%D8%AA-%D9%85%D8%B1%D8%A8%D9%88%D8%B7-%D8%A8%D9%87-%D8%A7%D8%B3%D8%AA%D8%A7%D9%86%D8%AF%D8%A7%D8%B1%D8%AF%D9%87%D8%A7%DB%8C-%D8%A8%D8%B1%DA%86%D8%B3%D8%A8-%D8%A7%D9%86%D8%B1%DA%98%
ISIRI 11574 Central Station Air Handling Units-Specification and Test Methids for Energy Consumption | This policy covers air units with capacity of 3570m3/h to 34000m3/h. | Iran | Central ACs | Mandatory | Minimum Performance Standard | Entered into force, New | 2009 |  | January 2016 | Electricity | ARI 430-1999, ANSI/AMCA210/ASHRAE 51-2007, ARI 410-2001, ARI 410-2000 | Institute of Standards and Industrial Research of Iran (ISIRI) | Energy Efficiency, Industrial Sector | https://cprc-clasp.ngo/index.php/policies/isiri-11574-central-station-air-handling-units-specification-and-test-methids-energy | http://isiri.gov.ir/portal/home/?135546/%D8%A7%D8%B7%D9%84%D8%A7%D8%B9%D8%A7%D8%AA-%D9%85%D8%B1%D8%A8%D9%88%D8%B7-%D8%A8%D9%87-%D8%A7%D8%B3%D8%AA%D8%A7%D9%86%D8%AF%D8%A7%D8%B1%D8%AF%D9%87%D8%A7%DB%8C-%D8%A8%D8%B1%DA%86%D8%B3%D8%A8-%D8%A7%D9%86%D8%B1%DA%98%
ISIRI 1219-2:2002- Test Method for Energy Consumption and Energy Labeling Instruction | Storage water heater | Iran | Storage Water Heaters | Mandatory | Comparative Label, Minimum Performance Standard | Entered into force, New | 2013 |  | January 2016 | Gas |  | Institute of Standards and Industrial Research of Iran (ISIRI) | Energy Efficiency | https://cprc-clasp.ngo/index.php/policies/isiri-1219-22002-test-method-energy-consumption-and-energy-labeling-instruction | http://isiri.gov.ir/portal/home/?135546/%D8%A7%D8%B7%D9%84%D8%A7%D8%B9%D8%A7%D8%AA-%D9%85%D8%B1%D8%A8%D9%88%D8%B7-%D8%A8%D9%87-%D8%A7%D8%B3%D8%AA%D8%A7%D9%86%D8%AF%D8%A7%D8%B1%D8%AF%D9%87%D8%A7%DB%8C-%D8%A8%D8%B1%DA%86%D8%B3%D8%A8-%D8%A7%D9%86%D8%B1%DA%98%
ISIRI 14628-Determination of Criteria for energy consumption and energy labeling instruction | Covers air units with capacity of 3570m3 per h to 34000m3 per h | Iran | Cooktops or Hobs | Mandatory | Minimum Performance Standard | Entered into force, New | 2013 |  | January 2016 | Gas | ISIRI 10335 | Institute of Standards and Industrial Research of Iran (ISIRI) | Energy Efficiency | https://cprc-clasp.ngo/index.php/policies/isiri-14628-determination-criteria-energy-consumption-and-energy-labeling-instruction | http://isiri.gov.ir/portal/home/?135546/%D8%A7%D8%B7%D9%84%D8%A7%D8%B9%D8%A7%D8%AA-%D9%85%D8%B1%D8%A8%D9%88%D8%B7-%D8%A8%D9%87-%D8%A7%D8%B3%D8%AA%D8%A7%D9%86%D8%AF%D8%A7%D8%B1%D8%AF%D9%87%D8%A7%DB%8C-%D8%A8%D8%B1%DA%86%D8%B3%D8%A8-%D8%A7%D9%86%D8%B1%DA%98%
ISIRI 1563-2:2009, 1st Revision, Specification for energy consumption and energy labeling of electrical household water heaters | Standard includes electrical household water heaters. Does not include solar or coal water heaters. Does not include residential electric water heaters with capacity less than 50L and more than 120L. | Iran | Storage Water Heaters | Mandatory | Comparative Label, Minimum Performance Standard | Entered into force, New | 2009 |  | January 2016 | Electricity | IEC 379: 1987 | Institute of Standards and Industrial Research of Iran (ISIRI) | Energy Efficiency | https://cprc-clasp.ngo/index.php/policies/isiri-1563-22009-1st-revision-specification-energy-consumption-and-energy-labeling | http://isiri.gov.ir/portal/home/?135546/%D8%A7%D8%B7%D9%84%D8%A7%D8%B9%D8%A7%D8%AA-%D9%85%D8%B1%D8%A8%D9%88%D8%B7-%D8%A8%D9%87-%D8%A7%D8%B3%D8%AA%D8%A7%D9%86%D8%AF%D8%A7%D8%B1%D8%AF%D9%87%D8%A7%DB%8C-%D8%A8%D8%B1%DA%86%D8%B3%D8%A8-%D8%A7%D9%86%D8%B1%DA%98%
ISIRI 16163:2013-determination of criteria for energy consumption and labeling instruction | Residential electric dishwasher | Iran | Dishwashers | Mandatory | Minimum Performance Standard | Entered into force, New | 2013 |  | January 2016 | Electricity |  | Institute of Standards and Industrial Research of Iran (ISIRI) | Energy Efficiency | https://cprc-clasp.ngo/index.php/policies/isiri-161632013-determination-criteria-energy-consumption-and-labeling-instruction | http://isiri.gov.ir/portal/home/?135546/%D8%A7%D8%B7%D9%84%D8%A7%D8%B9%D8%A7%D8%AA-%D9%85%D8%B1%D8%A8%D9%88%D8%B7-%D8%A8%D9%87-%D8%A7%D8%B3%D8%AA%D8%A7%D9%86%D8%AF%D8%A7%D8%B1%D8%AF%D9%87%D8%A7%DB%8C-%D8%A8%D8%B1%DA%86%D8%B3%D8%A8-%D8%A7%D9%86%D8%B1%DA%98%
ISIRI 3477-2, 1st Edition, Specification for energy consumption and energy labeling of electrical household washing machines | Fully automatic residential clothes washer | Iran | Washing Machines | Mandatory | Comparative Label, Minimum Performance Standard | Entered into force, New | 2002 |  | January 2016 | Electricity | 95/12/EC | Institute of Standards and Industrial Research of Iran (ISIRI) | Energy Efficiency | https://cprc-clasp.ngo/index.php/policies/isiri-3477-2-1st-edition-specification-energy-consumption-and-energy-labeling-electrical | http://isiri.gov.ir/portal/home/?135546/%D8%A7%D8%B7%D9%84%D8%A7%D8%B9%D8%A7%D8%AA-%D9%85%D8%B1%D8%A8%D9%88%D8%B7-%D8%A8%D9%87-%D8%A7%D8%B3%D8%AA%D8%A7%D9%86%D8%AF%D8%A7%D8%B1%D8%AF%D9%87%D8%A7%DB%8C-%D8%A8%D8%B1%DA%86%D8%B3%D8%A8-%D8%A7%D9%86%D8%B1%DA%98%
ISIRI 5916 Self Ballasted Lamps for General Lighting Services-performance requirements | Covers multi sector self ballasted lamps (60W and 100-250V) | Iran | Non-Directional lamps | Mandatory | Comparative Label, Minimum Performance Standard | Entered into force, New | 2004 |  | January 2016 | Electricity | IEC 60968 and IEC 60969 | Institute of Standards and Industrial Research of Iran (ISIRI) | Energy Efficiency | https://cprc-clasp.ngo/index.php/policies/isiri-5916-self-ballasted-lamps-general-lighting-services-performance-requirements | http://isiri.gov.ir/portal/home/?135546/%D8%A7%D8%B7%D9%84%D8%A7%D8%B9%D8%A7%D8%AA-%D9%85%D8%B1%D8%A8%D9%88%D8%B7-%D8%A8%D9%87-%D8%A7%D8%B3%D8%AA%D8%A7%D9%86%D8%AF%D8%A7%D8%B1%D8%AF%D9%87%D8%A7%DB%8C-%D8%A8%D8%B1%DA%86%D8%B3%D8%A8-%D8%A7%D9%86%D8%B1%DA%98%
ISIRI 6016-2 | Split-system non-ducted air conditioners and heat pumps - method for measuring of energy consumption and energy labeling instruction | Iran | Room ACs - Stationary ACs | Mandatory | Comparative Label, Minimum Performance Standard | Entered into force, New | 2002 |  | January 2016 | Electricity | ISIRI 6016, ISIRI 6016-2 | Institute of Standards and Industrial Research of Iran (ISIRI) | Energy Efficiency | https://cprc-clasp.ngo/index.php/policies/isiri-6016-2 | http://isiri.gov.ir/portal/home/?135546/%D8%A7%D8%B7%D9%84%D8%A7%D8%B9%D8%A7%D8%AA-%D9%85%D8%B1%D8%A8%D9%88%D8%B7-%D8%A8%D9%87-%D8%A7%D8%B3%D8%AA%D8%A7%D9%86%D8%AF%D8%A7%D8%B1%D8%AF%D9%87%D8%A7%DB%8C-%D8%A8%D8%B1%DA%86%D8%B3%D8%A8-%D8%A7%D9%86%D8%B1%DA%98%
ISIRI 7872:2009, 1st Rev, Household electric iron energy consumption requirements and energy labeling guideline | Covers residential steam and non-steam irons. Does not include residential press irons | Iran | Irons | Mandatory | Comparative Label, Minimum Performance Standard | Entered into force, New | 2009 |  | January 2016 | Electricity | IEC 311 (1988) | Institute of Standards and Industrial Research of Iran (ISIRI) | Energy Efficiency | https://cprc-clasp.ngo/index.php/policies/isiri-78722009-1st-rev-household-electric-iron-energy-consumption-requirements-and-energy | http://isiri.gov.ir/portal/home/?135546/%D8%A7%D8%B7%D9%84%D8%A7%D8%B9%D8%A7%D8%AA-%D9%85%D8%B1%D8%A8%D9%88%D8%B7-%D8%A8%D9%87-%D8%A7%D8%B3%D8%AA%D8%A7%D9%86%D8%AF%D8%A7%D8%B1%D8%AF%D9%87%D8%A7%DB%8C-%D8%A8%D8%B1%DA%86%D8%B3%D8%A8-%D8%A7%D9%86%D8%B1%DA%98%
ISIRI NS 7341, 1st edition- Technical specifications and test method for energy consumption and energy labeling instruction | Electric lamps - Tubular, double capped | Iran | Tubular Lamps | Mandatory | Comparative Label, Minimum Performance Standard | Entered into force, New | 2004 |  | January 2016 | Electricity | NS687 (Double Capped), NS 2702 (High Pressure Mercury Vapor), NS 5191 (HPSI), NS 5211 (Single Capped), 98/11/EC | Institute of Standards and Industrial Research of Iran (ISIRI) | Energy Efficiency | https://cprc-clasp.ngo/index.php/policies/isiri-ns-7341-1st-edition-technical-specifications-and-test-method-energy-consumption-and | http://isiri.gov.ir/portal/home/?135546/%D8%A7%D8%B7%D9%84%D8%A7%D8%B9%D8%A7%D8%AA-%D9%85%D8%B1%D8%A8%D9%88%D8%B7-%D8%A8%D9%87-%D8%A7%D8%B3%D8%AA%D8%A7%D9%86%D8%AF%D8%A7%D8%B1%D8%AF%D9%87%D8%A7%DB%8C-%D8%A8%D8%B1%DA%86%D8%B3%D8%A8-%D8%A7%D9%86%D8%B1%DA%98%
Joint Resolution No. 031 and 089, 2013 | Information not available | Venezuela | Refrigerators-Freezers, Freezers-only | Mandatory | Minimum Performance Standard | Entered into force, New | 2014 |  | November 2019 | Electricity | ISO 15502:2005,IEC 60335-2-24:2007 | Ministerio de Poder Popular para la Energia Electrica | Energy Efficiency | https://cprc-clasp.ngo/index.php/policies/joint-resolution-no-031-and-089-2013 | https://www.tuv-sud.cn/cn-en/resource-centre/publications/e-ssentials-newsletter/consumer-products-retail/vol.-81/venezuela-energy-efficiency-labelling
JS179:2016 Jamaican Standard Specification for Room air conditioners energy and other performance testing | Information not available | Jamaica | Room ACs - Stationary ACs | Mandatory | Minimum Performance Standard | Entered into force, New | 2017 |  | November 2019 | Electricity |  | Bureau of Standards Jamaica | Energy Efficiency | https://cprc-clasp.ngo/index.php/policies/js1792016-jamaican-standard-specification-room-air-conditioners-energy-and-other | https://www.bsj.org.jm/articles/energy-efficiency-programme
KS IEC/TS 62257-9-8:2020 Requirements for stand-alone renewable products with power ratings less than or equal to 350 W | This standard applies to off-grid lighting appliances or kits that can be installed by a typical user without employing a technician. The kits are generally comprised of a light source (LED, CFL, or other), a rechargeable energy storage device (usually a battery), an energy generation device or source (PV module, dynamo, AC grid, unregulated DC input, or other), and internal electronics. Lighting appliances or kits with PV modules larger than 10 W (peak power under standard test conditions) are excluded from the scope of this standard. | Kenya | Solar Energy Kits | Mandatory | Quality Standard | Entered into force, New | 2021 |  | June 2021 | Solar | KS IEC/TS 62257-9-5 | Kenya Bureau of Standards (KEBS) | Energy Efficiency, Off-Grid | https://cprc-clasp.ngo/index.php/policies/ks-iects-62257-9-82020-requirements-stand-alone-renewable-products-power-ratings-less-or | https://webstore.kebs.org/index.php?route=product/product&product_id=16444&search=-9-8
L.I 2353 Efficiency standards and labelling-Light emitting diode and self ballasted fluorescent lamps | These regulations apply to enforcement of standards for minimum energy efficiency of self ballasted fluorescent lamps and LED. The regulations also include the labelling of these two products | Ghana | Non-Directional lamps | Mandatory | Minimum Performance Standard | Entered into force, New | 2017 |  | November 2020 | Electricity |  | Ghana Energy Commission | Energy Efficiency | https://cprc-clasp.ngo/index.php/policies/li-2353-efficiency-standards-and-labelling-light-emitting-diode-and-self-ballasted | http://www.energycom.gov.gh/files/Efficiency%20Standards%20LI%202353.pdf
L.I 2441 Energy Commission (Energy Efficiency Standards and Labeling) (Refrigerating Appliances) Regulations,2022 | These regulations apply to electric mains-operated refrigerating appliances with a volume of not less than ten litres and not more than one thousand five hundred litres, manufactured in the country or imported into the country for sale or use. | Ghana | Refrigerators-Freezers, Freezers-only | Mandatory | Minimum Performance Standard | Entered into force, New | 2022 |  | March 2023 | Electricity |  | Ghana Energy Commission | Energy Efficiency | https://cprc-clasp.ngo/index.php/policies/li-2441-energy-commission-energy-efficiency-standards-and-labeling-refrigerating | https://www.energycom.gov.gh/regulation/regulation-and-codes
L.I 2442 Energy Commission (Energy Efficiency Standards and Labeling) (Prohibition of manufacture, importation and sale of Incandescent filament lamp) Regulations,2022 | These regulations apply to a manufacturer or importer of an incandescent filament lamp. | Ghana | Lamps | Mandatory | Minimum Performance Standard, Quality Standard | Entered into force, New | 2022 |  | March 2023 | Electricity |  | Ghana Energy Commission | Energy Efficiency | https://cprc-clasp.ngo/index.php/policies/li-2442-energy-commission-energy-efficiency-standards-and-labeling-prohibition-manufacture | https://www.energycom.gov.gh/regulation/regulation-and-codes
L.I. 1958 Energy Efficiency Standards and Labelling - Household Refrigerating Appliances | These Regulations apply to electric mains operated appliances manufactured in Ghana or imported for use in this country. These Regulations do not apply to the rating plate or its equivalent affixed for safety purposes to an appliance; or an appliance which is designed to use an energy source other than electricity; or an appliance manufactured in this country for export. For the purpose of this regulation; appliance means a refrigerator; a frozen food storage cabinet; a food freezer or their combination. | Ghana | Refrigerators-Freezers, Freezers-only | Mandatory | Comparative Label, Minimum Performance Standard | Entered into force, New | 2009 |  | October 2019 | Electricity | GS IEC 62552: 2007 | Ghana Energy Commission | Energy Efficiency | https://cprc-clasp.ngo/index.php/policies/li-1958-energy-efficiency-standards-and-labelling-household-refrigerating-appliances | http://www.energycom.gov.gh/files/LI1958.pdf
labeling for clothes dryers | labeling for clothes dryers | New Zealand | Clothes Dryers | Mandatory | Comparative Label | Entered into force, New | 1990 |  | August 2018 | Electricity | AS/NZS 2442.2:2000 | Energy Efficiency and Conservation Authority (EECA) | Energy Efficiency | https://cprc-clasp.ngo/index.php/policies/labeling-clothes-dryers | https://www.eeca.govt.nz/assets/Resources-EECA/standards-ratings-labels/product-factsheets/clothes-dryers-factsheet.pdf
labeling for clothes washers | labeling for clothes washers | New Zealand | Washing Machines | Mandatory | Comparative Label | Entered into force, New | 1990 |  | August 2018 | Electricity | AS/NZS 2040.2:2005 | Energy Efficiency and Conservation Authority (EECA) | Energy Efficiency | https://cprc-clasp.ngo/index.php/policies/labeling-clothes-washers | https://www.eeca.govt.nz/assets/Resources-EECA/standards-ratings-labels/product-factsheets/clothes-washer-factsheet.pdf
labeling for dishwashers | MEPL covers mains electric dishwashers intended for household and similar use. MEPL does not apply to dishwashers specifically designed for commercial use. | New Zealand | Dishwashers | Mandatory | Comparative Label | Entered into force, New | 1987 |  | August 2018 | Electricity | AS/NZS 2007.2:2005 | Energy Efficiency and Conservation Authority (EECA) | Energy Efficiency | https://cprc-clasp.ngo/index.php/policies/labeling-dishwashers | https://www.eeca.govt.nz/assets/Resources-EECA/standards-ratings-labels/product-factsheets/dishwasher-factsheet.pdf
LI 2443 Energy Commission Clothes Washing Machines Regulations | This policy includes energy efficiency standards and labeling guidelines for clothes washing machines in Ghana. | Ghana | Washing Machines | Mandatory | Minimum Performance Standard | Entered into force, New | 2022 |  | March 2023 | Electricity |  | Ghana Energy Commission | Energy Efficiency | https://cprc-clasp.ngo/index.php/policies/li-2443-energy-commission-clothes-washing-machines-regulations | https://www.energycom.gov.gh/regulation/regulation-and-codes
LI 2444 Energy Commission Energy Efficiency Standards and Labelling Industrial Fans Regulations | Minimum energy performance regulations and labelling guidelines for industrial fans with an electrical input power between 0.125 - 500 kW or integrated in other energy-related products manufactured in the country or imported into the country for display, sale, or use. | Ghana | Industrial Fans | Mandatory | Minimum Performance Standard | Entered into force, New | 2022 |  | March 2023 | Electricity |  | Ghana Energy Commission | Energy Efficiency | https://cprc-clasp.ngo/index.php/policies/li-2444-energy-commission-energy-efficiency-standards-and-labelling-industrial-fans | https://www.energycom.gov.gh/regulation/regulation-and-codes
LI 2445 Energy Commission (Energy Efficiency Standards and Labelling) (Rice Cookers) Regulations, 2022 | These regulations apply a rice cooker manufactured in the country or imported into the country for display, sale, or use that has a rated power not exceeding two thousand watts, voltage not exceeding two hundred and fifty volts, and volume not exceeding ten litres. | Ghana | Rice Cookers | Mandatory | Minimum Performance Standard | Entered into force, New | 2022 |  | March 2023 | Electricity |  | Ghana Energy Commission | Energy Efficiency | https://cprc-clasp.ngo/index.php/policies/li-2445-energy-commission-energy-efficiency-standards-and-labelling-rice-cookers | https://www.energycom.gov.gh/regulation/regulation-and-codes
LI 2446 Energy Commission (Energy Efficiency Standards and Labelling) (Computers) Regulations, 2022 | These regulations apply to a computer, manufactured in the country or imported into the country for display, sale or use as a desktop computer, notebook computer, a workstation, or a computer server. | Ghana | Computers | Mandatory | Minimum Performance Standard | Entered into force, New | 2022 |  | March 2023 | Electricity |  | Ghana Energy Commission | Energy Efficiency | https://cprc-clasp.ngo/index.php/policies/li-2446-energy-commission-energy-efficiency-standards-and-labelling-computers-regulations | https://www.energycom.gov.gh/regulation/regulation-and-codes
LI 2447 Energy Commission (Energy Efficiency Standards and Labelling) (Set-Top Boxes) Regulations, 2022 | Minimum energy performance standard and labelling guidelines for set-top boxes. These regulations apply to set-top boxes manufactured in the country or imported into the country for display, sale or use, with the ability to be powered directly from the mains alternating current for use as either a simple set-top box, or a complex set-top box. | Ghana | Televisions, Set Top Boxes (STB) | Mandatory | Minimum Performance Standard | Entered into force, New |  |  | May 2023 | Electricity |  | Ghana Energy Commission | Energy Efficiency | https://cprc-clasp.ngo/index.php/policies/li-2447-energy-commission-energy-efficiency-standards-and-labelling-set-top-boxes | https://www.energycom.gov.gh/regulation/regulation-and-codes
LI 2448 Energy Commission (Energy Efficiency Standards and Labelling) (Ventilating Fans) Regulations, 2022 | These regulations apply to a ventilating fan or unit with an individual fan electric power input of less than 125 W manufactured in the country or imported into the country for display, sale or use. | Ghana | Space Heating and Space Cooling, Ventilation | Mandatory | Minimum Performance Standard | Entered into force, New | 2022 |  | May 2023 | Electricity |  | Ghana Energy Commission | Energy Efficiency | https://cprc-clasp.ngo/index.php/policies/li-2448-energy-commission-energy-efficiency-standards-and-labelling-ventilating-fans | https://www.energycom.gov.gh/regulation/regulation-and-codes
LI 2450 Energy Commission (Energy Efficiency Standards and Labelling) (Microwave Ovens) Regulations, 2022 | These regulations apply to an electric mains-operated microwave oven, manufactured in the country or imported into the country for display, sale or use. These regulations do not apply to microwave ovens which cannot accept a load with a diameter equal or greater than 200mm or heigh of 120mm. | Ghana | Microwaves | Mandatory | Minimum Performance Standard | Entered into force, New | 2022 |  | May 2023 | Electricity |  | Ghana Energy Commission | Energy Efficiency | https://cprc-clasp.ngo/index.php/policies/li-2450-energy-commission-energy-efficiency-standards-and-labelling-microwave-ovens | https://www.energycom.gov.gh/regulation/regulation-and-codes
LI 2451 Energy Commission (Energy Efficiency Standards and Labelling) (Storage Water Heaters) Regulations, 20 | These regulations apply to an electric storage water heater with a storage volume of not more than 500 litres, an electric instantaneous water heater, and a water heater with rated power not exceeding 70kW. | Ghana | Instantaneous Water Heaters, Storage Water Heaters | Mandatory | Minimum Performance Standard | Entered into force, New | 2022 |  | March 2023 | Electricity |  | Ghana Energy Commission | Energy Efficiency | https://cprc-clasp.ngo/index.php/policies/li-2451-energy-commission-energy-efficiency-standards-and-labelling-storage-water-heaters | https://www.energycom.gov.gh/regulation/regulation-and-codes
LI 2452 Renewable Energy (Standards and Labelling) (Renewable Energy Batteries) Regulations, 2022 | These regulations apply to a renewable energy battery manufactured in the country or imported into the country for display, sale, or use, irrespective of size, method of charge or energy system design of the renewable energy battery. | Ghana | Battery Chargers | Mandatory | Minimum Performance Standard | Entered into force, New | 2022 |  | March 2023 | Electricity |  | Ghana Energy Commission | Energy Efficiency | https://cprc-clasp.ngo/index.php/policies/li-2452-renewable-energy-standards-and-labelling-renewable-energy-batteries-regulations | https://www.energycom.gov.gh/regulation/regulation-and-codes
LI 2453 Energy Commission (Energy Efficiency Standards and Labelling) (Public Lighting) Regulations, 2022 | These regulations apply to a lamp or luminaire manufactured in the country or imported into the country for the purpose of public lighting services, for display, sale or use in the country. These regulations do not apply to a lamp or luminaire other than an electric mains-operated lamp or luminaire. | Ghana | Streetlighting | Mandatory | Minimum Performance Standard | Entered into force, New | 2022 |  | March 2023 | Electricity |  | Ghana Energy Commission | Energy Efficiency | https://cprc-clasp.ngo/index.php/policies/li-2453-energy-commission-energy-efficiency-standards-and-labelling-public-lighting | https://www.energycom.gov.gh/regulation/regulation-and-codes
LI 2454 Renewable Energy (Standards and Labelling) (Improved Biomass Cookstoves) Regulations, 2022 | These regulations apply to an improved biomass cookstoves, manufactured in the country or imported into the country for sale, display or use as a domestic cookstove, or an institutional cookstove that uses solid biomass fuels including wood, charcoal, briquette, or pellet. | Ghana | Biomass Stoves | Mandatory | Minimum Performance Standard | Entered into force, New | 2022 |  | March 2023 | Biomass |  | Ghana Energy Commission | Cookstoves | https://cprc-clasp.ngo/index.php/policies/li-2454-renewable-energy-standards-and-labelling-improved-biomass-cookstoves-regulations | https://www.energycom.gov.gh/regulation/regulation-and-codes
LI 2455 Energy Commission (Energy Efficiency Standards and Labelling) (Television Sets) Regulations, 2022 | These regulations apply to a television set or monitor, manufactured in the country or imported into the country for display, sale or use. These regulations do not apply to a rating plate or the equivalent of a rating plate, a digital display and signage, and or non-electric mains operated television or monitor. | Ghana | Televisions | Mandatory | Minimum Performance Standard | Entered into force, New | 2022 |  | March 2023 | Electricity |  | Ghana Energy Commission | Energy Efficiency | https://cprc-clasp.ngo/index.php/policies/li-2455-energy-commission-energy-efficiency-standards-and-labelling-television-sets | https://www.energycom.gov.gh/regulation/regulation-and-codes
LI 2456 Energy Commission (Energy Efficiency Standards and Labelling) (Electric Motors) Regulations, 2022 | These regulations apply to an induction motor whether sold separately or partly integrated in other products that has 2,4,6, or 8 poles; has a rated voltage that's more than 50 V but less than 1000 V; has a rated power output of 0.12 kW up to 1000 kW; is rated to operate at a frequency of 50 Hz; is rated on the basis of continuous duty operation, and; is rated for direct on-line operation. | Ghana | 3-Phase Motors, 1-Phase Motors | Mandatory | Minimum Performance Standard | Entered into force, New | 2022 |  | March 2023 | Electricity |  | Ghana Energy Commission | Energy Efficiency, Industrial Sector | https://cprc-clasp.ngo/index.php/policies/li-2456-energy-commission-energy-efficiency-standards-and-labelling-electric-motors | https://www.energycom.gov.gh/regulation/regulation-and-codes
LI 2457 Energy Commission (Energy Efficiency Standards and Labelling) (Electric Kettles) Regulations, 2022 | These regulations apply to kettles with a water capacity not exceeding 2.5 litres, manufactured in the country or imported into the country for display, sale or use. | Ghana | Electric Kettles | Mandatory | Minimum Performance Standard | Entered into force, New | 2022 |  | March 2023 | Electricity |  | Ghana Energy Commission | Energy Efficiency | https://cprc-clasp.ngo/index.php/policies/li-2457-energy-commission-energy-efficiency-standards-and-labelling-electric-kettles | https://www.energycom.gov.gh/regulation/regulation-and-codes
LI 2458 Energy Commission (Energy Efficiency Standards and Labelling) (Air conditioners) Regulations, 2022 | These regulations apply to an air conditioning product, manufactured in the country or imported into the country for display, sale or use. These regulations apply to a single-phase and three-phase AC, multi-split outdoor unit and single split outdoor unit that has a rated full capacity of 65kW or less and is designed for human comfort. | Ghana | Space Heating and Space Cooling, Air Conditioning | Mandatory | Minimum Performance Standard | Entered into force, New | 2022 |  | March 2023 | Electricity |  | Ghana Energy Commission | Energy Efficiency | https://cprc-clasp.ngo/index.php/policies/li-2458-energy-commission-energy-efficiency-standards-and-labelling-air-conditioners | https://www.energycom.gov.gh/regulation/regulation-and-codes
LI 2459 Energy Commission (Energy Efficiency Standards and Labelling) (Distribution Transformers) Regulations, 2022 | These regulations apply to a distributor transformer manufactured in the country or imported to the country for display, sale or use. | Ghana | Power Transformers | Mandatory | Minimum Performance Standard | Entered into force, New | 2022 |  | March 2023 | Electricity |  | Ghana Energy Commission | Energy Efficiency | https://cprc-clasp.ngo/index.php/policies/li-2459-energy-commission-energy-efficiency-standards-and-labelling-distribution | https://www.energycom.gov.gh/regulation/regulation-and-codes
LI 2460 Energy Commission (Energy Efficiency Standards and Labelling) (Comfort Fans) Regulations, 2022 | These regulations apply to comfort fans with an electric power input not exceeding 125W, manufactured in the country or imported into the country for display, sale, or use. | Ghana | Ceiling Fans, Window Fans, Portable Fans | Mandatory | Minimum Performance Standard | Entered into force, New | 2022 |  | March 2023 | Electricity |  | Ghana Energy Commission | Energy Efficiency | https://cprc-clasp.ngo/index.php/policies/li-2460-energy-commission-energy-efficiency-standards-and-labelling-comfort-fans | https://www.energycom.gov.gh/regulation/regulation-and-codes
LS IEC 62257-9-8: 2020 | Quality standards for standalone off-grid solar products (pico-PV and SHS kits) up to 350 Wp. | Liberia | Renewable Energy Systems, Solar Energy Kits | Mandatory | Quality Standard | Entered into force, New | 2022 |  | June 2022 | Solar | IEC TS 62257-9-5 | National Standards Laboratory of Liberia | Energy Efficiency, Off-Grid | https://cprc-clasp.ngo/index.php/node/1799 | https://www.iec.ch/dyn/www/f?p=103:36:202048646803578::::FSP_ORG_ID,FSP_LANG_ID:20060,25
Malawi standard for pico-solar and SHS kits (IEC TS 62257-9-8) | This policy applies to off-grid renewable energy products with batteries and solar modules with DC system voltages not exceeding 35 V and peak power ratings not exceeding 350 W. | Malawi | Solar Energy Kits | Mandatory | Quality Standard | Entered into force, New | 2022 |  | November 2023 | Electricity | MS IEC TS 62257-9-8 | Malawi Bureau of Standards (MBS) | Energy Efficiency, Off-Grid | https://cprc-clasp.ngo/index.php/policies/malawi-standard-pico-solar-and-shs-kits-iec-ts-62257-9-8 | https://nam10.safelinks.protection.outlook.com/?url=https%3A%2F%2Fwww.iec.ch%2Fdyn%2Fwww%2Ff%3Fp%3D103%3A36%3A112914829377027%3A%3A%3A%3AFSP_ORG_ID%2CFSP_LANG_ID%3A1090%2C25&data=05%7C01%7Clboucher%40clasp.ngo%7C991380eb2ddc4597b0bd08dbd6ffa68d%7C893cf7999fee4d2a8d71655b7b1e53d2%7C0%7C0%7C638340165728696357%7CUnknown%7CTWFpbGZsb3d8eyJWIjoiMC4wLjAwMDAiLCJQIjoiV2luMzIiLCJBTiI6Ik1haWwiLCJXVCI6Mn0%3D%7C3000%7C%7C%7C&sdata=BRfwqZ8YWSBCwfEf9yfxjELTLNVh5Efnf5BHKmWv9cw%3D&reserved=0
MELS for Casement and Window Air-Conditioners | This policy defines the minimum energy labeling scheme for casement and window air-conditioners up to 8.8kW. | Singapore* | Room ACs - Stationary ACs | Mandatory | Comparative Label | New | 2008 | 2014 | December 2023 | Electricity | ISO 5151:2017 , IEC 62301:2005 , IEC 62301:2011 | National Environment Agency | Energy Efficiency | https://cprc-clasp.ngo/index.php/policies/mels-casement-and-window-air-conditioners | https://www.nea.gov.sg/our-services/climate-change-energy-efficiency/energy-efficiency/household-sector/tick-rating
MELS for Commercial Storage Refrigerators (2025) | This policy defines minimum energy labeling scheme requirements for chiller, freezers, and combinations type of all capacities. | Singapore* | Refrigerated Cabinets, Wine Chillers, Walk-In Coolers and Freezers, Refrigerated Vending Machines, Freezers-only | Mandatory | Comparative Label | Entered into force, New | 2024 |  | September 2025 | Electricity |  | National Environment Agency | Energy Efficiency | https://cprc-clasp.ngo/index.php/policies/mels-commercial-storage-refrigerators-2025 | https://www.nea.gov.sg/our-services/climate-change-energy-efficiency/energy-efficiency/household-sector/tick-rating
MELS for Portable Air-Conditioners (2024) | This policy defines the minimum energy labeling scheme for single-phase portable air-conditioners: | Singapore* | Portable ACs | Mandatory | Comparative Label | Entered into force, New |  | 2024 | September 2025 | Electricity |  | National Environment Agency | Energy Efficiency | https://cprc-clasp.ngo/index.php/policies/mels-portable-air-conditioners-2024 | https://www.nea.gov.sg/our-services/climate-change-energy-efficiency/energy-efficiency/household-sector/tick-rating
MELS for Refrigerators | This policy defines minimum energy labeling scheme requirements for the following products: - Refrigerators without a freezer up to 900L - Refrigerators with a freezer up to 300L - Refrigerators with a freezer > 300L to 900L - Refrigerators with freezer and through-the-door ice dispenser | Singapore* | Refrigerators-Freezers | Mandatory | Comparative Label | New | 2008 | 2014 | December 2023 | Electricity | IEC 62552:2007 , ISO 15502:2005 | National Environment Agency | Energy Efficiency | https://cprc-clasp.ngo/index.php/policies/mels-refrigerators | https://www.nea.gov.sg/our-services/climate-change-energy-efficiency/energy-efficiency/household-sector/tick-rating
MELS for Televisions | This policy contains minimum energy labeling scheme (MELS) requirements for televisions. | Singapore* | Televisions | Mandatory | Comparative Label | New | 2014 |  | December 2023 | Electricity | IEC 62087:2008 , IEC 62087:2011 | National Environment Agency | Energy Efficiency | https://cprc-clasp.ngo/index.php/policies/mels-televisions | https://www.nea.gov.sg/our-services/climate-change-energy-efficiency/energy-efficiency/household-sector/tick-rating
MELS for Three-Phase VRF Air-Conditioners | This policy defines the minimum energy labeling scheme requirements for base module/units of a three-phase VRF air-conditioners (unit efficiency) of all cooling capacities. | Singapore* | Central ACs | Mandatory | Comparative Label | New | 2021 |  | December 2023 | Electricity | ISO 15042:2017 | National Environment Agency | Energy Efficiency | https://cprc-clasp.ngo/index.php/policies/mels-three-phase-vrf-air-conditioners | https://www.nea.gov.sg/our-services/climate-change-energy-efficiency/energy-efficiency/household-sector/tick-rating
MELS for Water Heater (2025) | This policy defines minimum energy labeling scheme requirements for all regulated water heaters: | Singapore* | Instantaneous Water Heaters, Storage Water Heaters | Mandatory | Comparative Label | New | 2024 |  | September 2025 | Electricity |  | National Environment Agency | Energy Efficiency | https://cprc-clasp.ngo/index.php/policies/mels-water-heater-2025 | https://www.nea.gov.sg/our-services/climate-change-energy-efficiency/energy-efficiency/household-sector/tick-rating
MEPS and labeling schemes for refrigerators, refrigerator-freezers and freezers | The standard specifies the energy performance, capacity and labelling of household refrigerators, refrigerator-freezers and freezers. The requirements in this Standard are not applicable to electrically operated refrigerators employing an absorption refrigeration system and for commercial refrigerators, refrigerators-freezers and freezers. | Qatar | Freezers-only | Mandatory | Comparative Label, Minimum Performance Standard | Entered into force, New | 2016 |  | October 2019 | Electricity |  | General Electricity & Water Corporation | Energy Efficiency | https://cprc-clasp.ngo/index.php/policies/meps-and-labeling-schemes-refrigerators-refrigerator-freezers-and-freezers | https://docs.wto.org/dol2fe/Pages/FE_Search/FE_S_S009-DP.aspx?language=E&HasEnglishRecord=True&HasFrenchRecord=True&HasSpanishRecord=False&CatalogueIdList=234359,234362,227938,228303,231379,234295,234377,234291,234289,234290&CurrentCatalogueIdIndex=9&FullT
MEPS and labeling schemes for refrigerators, refrigerator-freezers and freezers | The standard specifies the energy performance, capacity and labelling of household refrigerators, refrigerator-freezers and freezers. The requirements in this Standard are not applicable to electrically operated refrigerators employing an absorption refrigeration system and for commercial refrigerators, refrigerators-freezers and freezers. | Qatar | Refrigerators-Freezers | Mandatory | Comparative Label, Minimum Performance Standard | Entered into force, New | 2016 |  | October 2019 | Electricity |  | General Electricity & Water Corporation | Energy Efficiency | https://cprc-clasp.ngo/index.php/policies/meps-and-labeling-schemes-refrigerators-refrigerator-freezers-and-freezers-0 | https://docs.wto.org/dol2fe/Pages/FE_Search/FE_S_S009-DP.aspx?language=E&HasEnglishRecord=True&HasFrenchRecord=True&HasSpanishRecord=False&CatalogueIdList=234359,234362,227938,228303,231379,234295,234377,234291,234289,234290&CurrentCatalogueIdIndex=9&FullT
MEPS and labeling schemes for split unit air conditioners | Under new regulations, the energy efficiency ratio (EER) of split unit air-conditioners will be increased from existing 9.5 EER to 10.5 EER. | Qatar | Room ACs - Stationary ACs | Mandatory | Comparative Label, Minimum Performance Standard | Entered into force, New | 2016 |  | October 2019 | Electricity |  | General Electricity & Water Corporation | Energy Efficiency | https://cprc-clasp.ngo/index.php/policies/meps-and-labeling-schemes-split-unit-air-conditioners | https://thepeninsulaqatar.com/article/08/06/2019/New-regulations-to-make-electric-appliances-more-energy-efficient
MEPS and MEPL for Computer Monitors | MEPS and MEPL cover computer monitors with a diagonal screen size up to 152 cm. | New Zealand | Displays | Mandatory | Comparative Label, Minimum Performance Standard | Entered into force, New | 2013 |  | August 2018 | Electricity | AS/NZS 5815.2:2013 | Energy Efficiency and Conservation Authority (EECA) | Energy Efficiency | https://cprc-clasp.ngo/index.php/policies/meps-and-mepl-computer-monitors | https://www.eeca.govt.nz/assets/Resources-EECA/standards-ratings-labels/product-factsheets/Computer-Monitor-Factsheet.pdf
MEPS for Adapter - Charger | An adapter under 150W, nameplate output power; and a charger of input 20 W with Li-Ion Battery as a single voltage external power supply | Republic of Korea | Battery Chargers | Mandatory | Minimum Performance Standard | Entered into force, New | 2012 |  | January 2016 | Electricity |  | Korea Energy Management Corporation (KEMCO) | Energy Efficiency | https://cprc-clasp.ngo/index.php/policies/meps-adapter-charger | http://www.kemco.or.kr/new_eng/pg02/pg02100200_2.asp
MEPS for Adapter Charger | For using with mobile phone, notebook, speaker for computer, LCD monitor,printer, PDA, camcorder, digital camera, audio, DVD player, MP3, PMP,portable CD player, set-top box, wire-wireless phone, modem, all AC-DC orAC-AC external power supply shall be included. | Republic of Korea | External Power Supply | Mandatory | Minimum Performance Standard | Entered into force, New | 2009 |  | January 2016 | Electricity |  | Korea Energy Management Corporation (KEMCO) | Energy Efficiency | https://cprc-clasp.ngo/index.php/policies/meps-adapter-charger-0 | http://www.kemco.or.kr/new_eng/pg02/pg02100200_2.asp
MEPS for air conditioners | Air conditioners for domestic use , with a cooling capacity less than 12kW. Air-to-water and water-water appliances are excluded | Algeria | Room ACs - Stationary ACs, Portable ACs | Mandatory | Minimum Performance Standard | Entered into force, New | 2010 |  | October 2019 | Electricity |  | Agence Nationale pour la Promotion et la Rationalisation de l'Utilisation de l'… | Energy Efficiency | https://cprc-clasp.ngo/index.php/policies/meps-air-conditioners-0 | http://www.rcreee.org/sites/default/files/algeria_ee_fact_sheet_print.pdf
MEPS for ballasts for fluorescent lamps | MEPL covers mains electric clothes dryers intended for household and similar use. This includes vented dryers condenser dryers and the drying function of combination washer¦dryer units. MEPL does not apply to clothes dryers specifically designed for commercial use. | New Zealand | Fluorescent and HID Lighting | Mandatory | Minimum Performance Standard | Entered into force, New | 2002 |  | August 2018 | Electricity |  | Energy Efficiency and Conservation Authority (EECA) | Energy Efficiency | https://cprc-clasp.ngo/index.php/policies/meps-ballasts-fluorescent-lamps | https://www.eeca.govt.nz/assets/Resources-EECA/standards-ratings-labels/product-factsheets/ballast-factsheet.pdf
MEPS for Commercial Storage Refrigerators (2025) | This policy sets minimum energy performance standards for commercial storage refrigerators as shown below | Singapore* | Refrigerated Cabinets, Wine Chillers, Walk-In Coolers and Freezers, Refrigerated Vending Machines, Freezers-only | Mandatory | Minimum Performance Standard | Entered into force, New | 2025 |  | September 2025 | Electricity |  | National Environment Agency | Energy Efficiency | https://cprc-clasp.ngo/index.php/policies/meps-commercial-storage-refrigerators-2025 | https://www.nea.gov.sg/our-services/climate-change-energy-efficiency/energy-efficiency/household-sector/minimum-energy-performance-standards
MEPS for Compact Fluorescent Lamps | This policy references AS/NZS 4847.2:2010, which specifies minimum energy performance requirements for self-ballasted lamps for general lighting services, and AS/NZS 4782.3(Int):2006, which defines performance requirements for double-capped fluorescent lamps. | Samoa* | Tubular Lamps, Non-Directional lamps | Mandatory | Minimum Performance Standard | Entered into force, New | 2018 |  | January 2024 | Electricity | AS/NZS 4847.2:2010 | Samoa Ministry of Finance | Energy Efficiency | https://cprc-clasp.ngo/index.php/policies/meps-compact-fluorescent-lamps | https://www.mof.gov.ws/wp-content/uploads/2019/08/Energy-Regulation.pdf
MEPS for Computers | MEPS covers desktop computers; notebooks; and small scale servers. | New Zealand | Computers | Mandatory | Minimum Performance Standard | Entered into force, New | 2013 |  | August 2018 | Electricity | AS/NZS 5813.2:2012 | Energy Efficiency and Conservation Authority (EECA) | Energy Efficiency | https://cprc-clasp.ngo/index.php/policies/meps-computers | https://www.eeca.govt.nz/assets/Resources-EECA/standards-ratings-labels/product-factsheets/Computer-Factsheet.pdf
MEPS for Dish Dryers | A machine which only dries dishware, glassware, cutlery and, in some cases,cooking utensils by electrical means with the rated capacity 10 person or lessafter washing, and has the top or front door or sliding door. | Republic of Korea | Dish Dryers | Mandatory | Minimum Performance Standard | Entered into force, New | 2009 |  | January 2016 | Electricity | KS C IEC 60335-1 Part 1; KS C IEC 60335-2-5 Part 2- 5; KS C IEC 60704-2-3 | Korea Energy Management Corporation (KEMCO) | Energy Efficiency | https://cprc-clasp.ngo/index.php/policies/meps-dish-dryers | http://www.kemco.or.kr/new_eng/pg02/pg02100200_2.asp
MEPS for Electric Fan | By KS C 9301 household electric fan, desktop or stand; which has the diameterof wing of 20-41 cm and the axial single wing run by induction motor to be usedin general: table, stand, etc . | Republic of Korea | Portable Fans | Mandatory | Minimum Performance Standard | Entered into force, New | 2009 |  | November 2019 | Electricity | KS C 9301 | Korea Energy Management Corporation (KEMCO) | Energy Efficiency | https://cprc-clasp.ngo/index.php/policies/meps-electric-fan | http://www.kemco.or.kr/new_eng/pg02/pg02100200_2.asp
MEPS for Electric fan heater | Electric fan heater with the rated power consumption of 500W, less than 10kW. | Republic of Korea | Boilers and Furnaces | Mandatory | Minimum Performance Standard | Entered into force, New | 2011 |  | January 2016 | Electricity |  | Korea Energy Management Corporation (KEMCO) | Energy Efficiency | https://cprc-clasp.ngo/index.php/policies/meps-electric-fan-heater | http://www.kemco.or.kr/new_eng/pg02/pg02100200_2.asp
MEPS for Fluorescent Lamp Ballasts | This policy references AS/NZ 4783.2-2002, which specifies the classification, labeling, and minimum energy performance requirements for ballasts for linear fluorescent lamps. | Samoa* | Lighting | Mandatory | Minimum Performance Standard | Entered into force, New | 2018 |  | January 2024 | Electricity | AS/NZ 4783.1:2001 | Samoa Ministry of Finance | Energy Efficiency | https://cprc-clasp.ngo/index.php/policies/meps-fluorescent-lamp-ballasts | https://www.mof.gov.ws/wp-content/uploads/2019/08/Energy-Regulation.pdf
MEPS for Incandescent Lamps | This policy specifies requirements for Minimum Energy Performance Standards (MEPS), maximum wattage and other requirements for incandescent lamps, both tungsten filament and tungsten halogen. This policy references standard AS 4934.2-2011. | Samoa* | Non-Directional lamps | Mandatory | Minimum Performance Standard | Entered into force, New | 2018 |  | January 2024 | Electricity | AS/NZS 4934.1-2014 | Samoa Ministry of Finance | Energy Efficiency | https://cprc-clasp.ngo/index.php/policies/meps-incandescent-lamps-0 | https://www.mof.gov.ws/wp-content/uploads/2019/08/Energy-Regulation.pdf
MEPS for Kim-chi Refrigerators | Household electric refrigerating appliances of total storage volume 1000L or less,and Kimchi storage compartment is much than 50percent of the whole storage volumewith a function maturing which it will be able to take effect the foodstuffs of theKimchi artificially, and with a compression type refrigerating machine andstorage cabinet integrated in one body. | Republic of Korea | Kim-chi Refrigerators | Mandatory | Minimum Performance Standard | Entered into force, New | 2004 |  | November 2019 | Electricity | KS C 9321 | Korea Energy Management Corporation (KEMCO) | Energy Efficiency | https://cprc-clasp.ngo/index.php/policies/meps-kim-chi-refrigerators | http://www.kemco.or.kr/new_eng/pg02/pg02100200_2.asp
MEPS for Linear Fluorescent Lamps | This policy references AS/NZS 4782.2:2004, which specifies performance and energy efficiency specifications for tubular fluorescent lamps of length 550 mm to 1500 mm both inclusive with wattage of 16 watts or more that are within the scope of AS/NZS 4782.1. Modified adoption of, and reproduced from, IEC 61347-2-11:2001. | Samoa* | Tubular Lamps | Mandatory | Minimum Performance Standard | Entered into force, New | 2018 |  | January 2024 | Electricity | AS/NZS 4782.2:2004 | Samoa Ministry of Finance | Energy Efficiency | https://cprc-clasp.ngo/index.php/policies/meps-linear-fluorescent-lamps | https://www.mof.gov.ws/wp-content/uploads/2019/08/Energy-Regulation.pdf
MEPS for Portable Air-Conditioners (2024) | This policy regulates minimum energy performance standard for portable air conditioners. Single-phase portable air-conditioners having a single exhaust duct (up to 12 kW) should have Coefficient of Performance (COP) 100% equal or greater than 3.0. Cooling capacity refers to the measured total cooling capacity in accordance with the applicable test standards. 1 Weighted COP = 0.4 x COP100% + 0.6 x COP50% N is the number of indoor and outdoor units Standby power is expressed in Watts | Singapore* | Portable ACs | Mandatory | Minimum Performance Standard | New | 2024 |  | September 2025 | Electricity |  | National Environment Agency | Energy Efficiency | https://cprc-clasp.ngo/index.php/policies/meps-portable-air-conditioners-2024 | https://www.nea.gov.sg/our-services/climate-change-energy-efficiency/energy-efficiency/household-sector/minimum-energy-performance-standards
MEPS for refrigerators, freezers and combined equipment | Refrigerators, freezers and combined appliances for domestic usage that run on electricity | Algeria | Refrigerators-Freezers, Freezers-only | Mandatory | Minimum Performance Standard | Entered into force, New | 2010 |  | October 2019 | Electricity |  | Agence Nationale pour la Promotion et la Rationalisation de l'Utilisation de l'… | Energy Efficiency | https://cprc-clasp.ngo/index.php/policies/meps-refrigerators-freezers-and-combined-equipment | http://www.rcreee.org/sites/default/files/algeria_ee_fact_sheet_print.pdf
MEPS for set top boxes | MEPS covers simple non-recording standalone free-to-air digital television (DTV) set-top boxes (STBs) associated with DTV broadcasts. | New Zealand | Set Top Boxes (STB) | Mandatory | Minimum Performance Standard | Entered into force, New | 2008 |  | August 2018 | Electricity | AS/NZS 62087.1:2010 | Energy Efficiency and Conservation Authority (EECA) | Energy Efficiency | https://cprc-clasp.ngo/index.php/policies/meps-set-top-boxes | https://www.eeca.govt.nz/assets/Resources-EECA/standards-ratings-labels/product-factsheets/set-top-boxes-factsheet.pdf
MEPS for Standby Power | A device with nameplate output power of power supplyless than equal to 150W, capable of receiving,transmitting, processing, recording, converting signals anddisplaying by television or other displaying devices. | Republic of Korea | Set Top Boxes (STB) | Mandatory | Minimum Performance Standard | Entered into force, New | 2015 |  | January 2016 | Electricity |  | Korea Energy Management Corporation (KEMCO) | Energy Efficiency | https://cprc-clasp.ngo/index.php/policies/meps-standby-power | http://www.kemco.or.kr/new_eng/pg02/pg02100200_2.asp
MEPS for Televisions (2024/2025) | This policy sets minimum energy performance standards for non-8K TV at 4-tick and 8K TV at 3-tick, effective in April 2024, and April 2025 respectively, as shown below | Singapore* | Televisions | Mandatory | Minimum Performance Standard | Entered into force, New | 2024 |  | September 2025 | Electricity |  | National Environment Agency | Energy Efficiency | https://cprc-clasp.ngo/index.php/policies/meps-televisions-20242025 | https://www.nea.gov.sg/our-services/climate-change-energy-efficiency/energy-efficiency/household-sector/minimum-energy-performance-standards
MEPS for Three-Phase Induction Motors (2018) | This policy applies to three-phase induction motors with a rated output from 0.75kW to 200kW and three-phase induction motors with a rated output >200kW to ≤ 375kW. | Singapore* | 3-Phase Motors | Mandatory | Minimum Performance Standard | New | 2018 |  | December 2023 | Electricity | IEC 60034-2-1 (2014), Method 2-1-1B , IEEE 112 (2004), Method B | National Environment Agency | Energy Efficiency, Industrial Sector | https://cprc-clasp.ngo/index.php/policies/meps-three-phase-induction-motors-2018 | https://www.nea.gov.sg/our-services/climate-change-energy-efficiency/energy-efficiency/household-sector/minimum-energy-performance-standards
MEPS for Three-Phase VRF Air-Conditioners (2021) | A base module/unit of a three-phase VRF air-conditioner (unit efficiency) of all cooling capacities must meet the following Minimum Integrated Energy Efficiency Ratio (IEER): ≥ 4.35. Integrated Energy Efficiency Ratio (IEER) = (0.020 x A) + (0.617 x B) + (0.238 x C) + (0.125 x D) where A = COP at full load cooling capacity tested under ISO 15042 T1 condition, B = COP at 75% part load cooling capacity tested under ISO 15042 T1 condition, C = COP at 50% part load cooling capacity tested under ISO 15042 T1 condition, D = COP at 25% part load cooling capacity tested under ISO 15042 T1 condition. | Singapore* | Central ACs | Mandatory | Minimum Performance Standard | New | 2021 |  | December 2023 | Electricity | ISO 15042:2017, Section 6.1: Cooling capacity test, climate class T1 , IEC 62301:2005 or IEC 62301:2011, Section 5.3.1 or 5.3.2 of IEC 62301:2005 or Section 5.3.2, 5.3.3 or 5.3.4 of IEC 62301:2011 | National Environment Agency | Energy Efficiency | https://cprc-clasp.ngo/index.php/policies/meps-three-phase-vrf-air-conditioners-2021 | https://www.nea.gov.sg/our-services/climate-change-energy-efficiency/energy-efficiency/household-sector/about-mandatory-energy-labelling-and-minimum-energy-performance-standards
MEPS for Vacuum Cleaners | Vacuum cleaner of rated power consumption of 800W-2,500W, and shall bemoveable, dry only | Republic of Korea | Vacuum Cleaners | Mandatory | Minimum Performance Standard | Entered into force, New | 2009 |  | January 2016 | Electricity | KS C IEC 60312 | Korea Energy Management Corporation (KEMCO) | Energy Efficiency | https://cprc-clasp.ngo/index.php/policies/meps-vacuum-cleaners | http://www.kemco.or.kr/new_eng/pg02/pg02100200_2.asp
MEPS for Water Heater (2025) | This policy sets minimum energy performance standards for water heaters as shown below | Singapore* | Instantaneous Water Heaters, Storage Water Heaters | Mandatory | Minimum Performance Standard | Entered into force, New | 2025 |  | September 2025 | Electricity |  | National Environment Agency | Energy Efficiency | https://cprc-clasp.ngo/index.php/policies/meps-water-heater-2025 | https://www.nea.gov.sg/our-services/climate-change-energy-efficiency/energy-efficiency/household-sector/minimum-energy-performance-standards
MEPS schemes for non-directional lamps | This regulation is based on the European Union Commission regulation 244/2009 to phase out incandescent lamps. | Bahrain | Non-Directional lamps | Mandatory | Minimum Performance Standard | Entered into force, New | 2015 |  | October 2019 | Electricity |  | Ministry of Industry and Commerce | Energy Efficiency | https://cprc-clasp.ngo/index.php/policies/meps-schemes-non-directional-lamps | http://www.seu.gov.bh/wp-content/uploads/2018/04/02_NEEAP_full-report.pdf
Minimum Energy Performance Standard and Energy Savings Label for Energy-Consuming Appliance Fan | This policy includes MEPS and labeling requirements for portable fans with blade diameter from 150 mm/6 inches to 240 mm/24 inches, excluding exhaust fans, ceiling fans, and ventilation fans (HS code: 8414.51.00). | Indonesia | Portable Fans | Mandatory | Comparative Label, Minimum Performance Standard | Entered into force, New | 2021 |  | October 2022 | Electricity | SNI lEC 60879:2013 | Directorate General of New and Renewable Energy, and Energy Conservation under … | Energy Efficiency | https://cprc-clasp.ngo/index.php/policies/minimum-energy-performance-standard-and-energy-savings-label-energy-consuming-appliance | https://simebtke.esdm.go.id/sinergi/assets/content/20210924124237_114KEK07DJE2021_SKEM_DAN_LABEL_TANDA_HEMAT_ENERGI_UNTUK_PERALATAN_KIPAS_ANGIN.pdf
Minimum Energy Performance Standard and Energy Savings Label for Energy-Consuming Appliance Refrigerator | This document specifies MEPS and labeling requirements cover refrigerators with capacity up to 300 L and voltage up to 250 V (HS code: 8418.10.11, 8418.10.19, 8418.21.10, 8418.21.90, 8418.29.00). | Indonesia | Refrigerators-Freezers | Mandatory | Comparative Label, Minimum Performance Standard | Entered into force, New, Superseded | 2021 |  | October 2022 | Electricity | SNI 8557-1:2018 IEC 62552-1:2015 , SNI IEC 62552-2:2016 , SNI 8557-3:2018 IEC 62552-3:2015 | Directorate General of New and Renewable Energy, and Energy Conservation under … | Energy Efficiency | https://cprc-clasp.ngo/index.php/policies/minimum-energy-performance-standard-and-energy-savings-label-energy-consuming-appliance-0 | https://simebtke.esdm.go.id/sinergi/assets/content/20210924124138_113KEK07DJE2021_SKEM_DAN_LABEL_TANDA_HEMAT_ENERGI_UNTUK_PERALATAN_LEMARI_PENDINGIN.PDF
Minimum Energy Performance Standard and Energy Savings Label for Energy-Consuming Appliance Rice Cooker | The document specifies the MEPS and labeling requirements for cover rice cookers with rice cooking capacity not exceeding 3 L and voltage up to 250 V, excluding pressure cookers (HS code: 8516.60.10). | Indonesia | Rice Cookers | Mandatory | Comparative Label, Minimum Performance Standard | Entered into force, New | 2021 |  | October 2022 | Electricity | SNI IEC 60335-1 , SNI IEC 60335-2-15 | Directorate General of New and Renewable Energy, and Energy Conservation under … | Energy Efficiency | https://cprc-clasp.ngo/index.php/policies/minimum-energy-performance-standard-and-energy-savings-label-energy-consuming-appliance-1 | https://simebtke.esdm.go.id/sinergi/assets/content/20210924124347_115KEK07DJE2021_SKEM_DAN_LABEL_TANDA_HEMAT_ENERGI_UNTUK_PERALATAN_PENANAK_NASI.PDF
Minimum energy performance standard(MEPS) and labelling for clay plate resistor based electric injera mitad | This Ethiopian Minimum Energy Performance Standard and label grading applies to clay plate resistor | Ethiopia | Griddles | Mandatory | Minimum Performance Standard | Entered into force, New | 2017 |  | November 2020 | Electricity |  | Ethiopian Standards Agency | Energy Efficiency | https://cprc-clasp.ngo/index.php/policies/minimum-energy-performance-standardmeps-and-labelling-clay-plate-resistor-based-electric | http://eea.gov.et/media/attachments/LAWS%20AND%20REGUALTIONS/Energy%20laws%20and%20regualtions/4-MEPS%20INJER%20MITAD%20%20Ethiopia%20draft%2029-2-2020%20version%20final%20East%20Gate%20(4).pdf
Minimum Energy Performance Standards and Labeling Requirements for Household Refrigerator-Freezers | This policy contains mandatory minimum energy performance standards (MEPS) and labeling requirements for household/domestic refrigerator-freezers. MEPS requirement (kWh/year): 0.576 x Vadj + 420 Where Vadj = adjusted volume (in liters) | Pakistan | Refrigerators-Freezers | Mandatory | Comparative Label, Minimum Performance Standard | Entered into force, New | 2024 |  | January 2025 | Electricity | PS:IEC 62552-1/2018 , PS:IEC 62552-2/2018 , PS:IEC 62552-3/2016 , PS:IEC 62552-3 AMD 1/2021 | National Energy Efficiency and Conservation Authority (NEECA) | Energy Efficiency | https://cprc-clasp.ngo/index.php/policies/minimum-energy-performance-standards-and-labeling-requirements-household-refrigerator | https://neeca.pk/neecagov/regulations/SRO414(I)-2024.pdf
Minimum Energy Performance Standards for Air Compressors |  | Taiwan of China | Air Compressors | Mandatory | Minimum Performance Standard | Entered into force, New | 2021 |  | October 2022 | Electricity |  | Bureau of Energy, Ministry of Economic Affairs | Energy Efficiency | https://cprc-clasp.ngo/index.php/policies/minimum-energy-performance-standards-air-compressors | https://www.moeaboe.gov.tw/ECW/english/content/Content.aspx?menu_id=1535
Minimum Energy Performance Standards for Boilers | This policy contains minimum energy performance standards for industrial boilers. | Taiwan of China | Boilers and Furnaces | Mandatory | Minimum Performance Standard | Entered into force, New | 2003 |  | October 2022 | Electricity, Gas |  | Bureau of Energy, Ministry of Economic Affairs | Energy Efficiency, Industrial Sector | https://cprc-clasp.ngo/index.php/policies/minimum-energy-performance-standards-boilers | https://www.moeaboe.gov.tw/ECW/english/content/Content.aspx?menu_id=1535
Minimum Energy Performance Standards for Chilled-Warm-Hot Water Fountain Machines | This policy contains MEPS for residential and commercial chilled/warm/hot water fountain machines. | Taiwan of China | Taps or Faucets | Mandatory | Minimum Performance Standard | Entered into force, New | 2018 |  | October 2022 | Electricity |  | Bureau of Energy, Ministry of Economic Affairs | Energy Efficiency | https://cprc-clasp.ngo/index.php/policies/minimum-energy-performance-standards-chilled-warm-hot-water-fountain-machines | https://www.moeaboe.gov.tw/ECW/english/content/Content.aspx?menu_id=1535
Minimum Energy Performance Standards for Chilled/Warm/Hot Drinking Water Dispensers | This policy contains MEPS for residential and commercial chilled/warm/hot drinking water dispensers. | Taiwan of China | Taps or Faucets | Mandatory | Minimum Performance Standard | Entered into force, New | 2016 |  | October 2022 | Electricity |  | Bureau of Energy, Ministry of Economic Affairs | Energy Efficiency | https://cprc-clasp.ngo/index.php/policies/minimum-energy-performance-standards-chilledwarmhot-drinking-water-dispensers | https://www.moeaboe.gov.tw/ECW/english/content/Content.aspx?menu_id=1535
Minimum Energy Performance Standards for Compact Fluorescent Lamps |  | Taiwan of China | Non-Directional lamps | Mandatory | Minimum Performance Standard | Entered into force, New | 2010 |  | October 2022 | Electricity |  | Bureau of Energy, Ministry of Economic Affairs | Energy Efficiency | https://cprc-clasp.ngo/index.php/policies/minimum-energy-performance-standards-compact-fluorescent-lamps | https://www.moeaboe.gov.tw/ECW/english/content/Content.aspx?menu_id=1535
Minimum Energy Performance Standards for Ductless Air Conditioners |  | Taiwan of China | Air Conditioning | Mandatory | Minimum Performance Standard | Entered into force, New | 2011 | 2016 | October 2022 | Electricity |  | Bureau of Energy, Ministry of Economic Affairs | Energy Efficiency | https://cprc-clasp.ngo/index.php/policies/minimum-energy-performance-standards-ductless-air-conditioners | https://www.moeaboe.gov.tw/ECW/english/content/Content.aspx?menu_id=1535
Minimum Energy Performance Standards for Electric Hot Water Pots |  | Taiwan of China | Electric Kettles | Mandatory | Minimum Performance Standard | Entered into force, New | 2015 |  | October 2022 | Electricity |  | Bureau of Energy, Ministry of Economic Affairs | Energy Efficiency | https://cprc-clasp.ngo/index.php/policies/minimum-energy-performance-standards-electric-hot-water-pots | https://www.moeaboe.gov.tw/ECW/english/content/Content.aspx?menu_id=1535
Minimum Energy Performance Standards for Electric Storage Water Heaters |  | Taiwan of China | Storage Water Heaters | Mandatory | Minimum Performance Standard | Entered into force, New | 2015 |  | October 2022 | Electricity |  | Bureau of Energy, Ministry of Economic Affairs | Energy Efficiency | https://cprc-clasp.ngo/index.php/policies/minimum-energy-performance-standards-electric-storage-water-heaters | https://www.moeaboe.gov.tw/ECW/english/content/Content.aspx?menu_id=1535
Minimum Energy Performance Standards for Fluorescent Light Ballasts |  | Taiwan of China | Fluorescent and HID Lighting | Mandatory | Minimum Performance Standard | Entered into force, New | 2009 |  | October 2022 | Electricity |  | Bureau of Energy, Ministry of Economic Affairs | Energy Efficiency | https://cprc-clasp.ngo/index.php/policies/minimum-energy-performance-standards-fluorescent-light-ballasts | https://www.moeaboe.gov.tw/ECW/english/content/Content.aspx?menu_id=1535
Minimum Energy Performance Standards for Incandescent Lightbulbs |  | Taiwan of China | Non-Directional lamps | Mandatory | Minimum Performance Standard | Entered into force, New | 2012 |  | October 2022 | Electricity |  | Bureau of Energy, Ministry of Economic Affairs | Energy Efficiency | https://cprc-clasp.ngo/index.php/policies/minimum-energy-performance-standards-incandescent-lightbulbs | https://www.moeaboe.gov.tw/ECW/english/content/Content.aspx?menu_id=1535
Minimum Energy Performance Standards for LED Lamps |  | Taiwan of China | Lamps | Mandatory | Minimum Performance Standard | Entered into force, New | 2014 |  | October 2022 | Electricity |  | Bureau of Energy, Ministry of Economic Affairs | Energy Efficiency | https://cprc-clasp.ngo/index.php/policies/minimum-energy-performance-standards-led-lamps | https://www.moeaboe.gov.tw/ECW/english/content/Content.aspx?menu_id=1535
Minimum Energy Performance Standards for Low-Voltage Single-Phase Inductive Motors | This policy specifies minimum energy performance standards for low-voltage single-phase inductive industrial motors. | Taiwan of China | 1-Phase Motors | Mandatory | Minimum Performance Standard | Entered into force, New | 2002 |  | October 2022 | Electricity |  | Bureau of Energy, Ministry of Economic Affairs | Energy Efficiency | https://cprc-clasp.ngo/index.php/policies/minimum-energy-performance-standards-low-voltage-single-phase-inductive-motors
Minimum Energy Performance Standards for Rice Cookers |  | Taiwan of China | Rice Cookers | Mandatory | Minimum Performance Standard | Entered into force, New | 2020 |  | October 2022 | Electricity |  | Bureau of Energy, Ministry of Economic Affairs | Energy Efficiency | https://cprc-clasp.ngo/index.php/policies/minimum-energy-performance-standards-rice-cookers | https://www.moeaboe.gov.tw/ECW/english/content/Content.aspx?menu_id=1535
Minimum Energy Performance Standards for Self-Ballasted Fluorescent Lamps |  | Taiwan of China | Non-Directional lamps, Fluorescent and HID Lighting | Mandatory | Minimum Performance Standard | Entered into force, New | 2010 |  | October 2022 | Electricity |  | Bureau of Energy, Ministry of Economic Affairs | Energy Efficiency | https://cprc-clasp.ngo/index.php/policies/minimum-energy-performance-standards-self-ballasted-fluorescent-lamps | https://www.moeaboe.gov.tw/ECW/english/content/Content.aspx?menu_id=1535
Minimum Energy Performance Standards for Warm/Hot Drinking Water Dispensers |  | Taiwan of China | Taps or Faucets | Mandatory | Minimum Performance Standard | Entered into force, New | 2018 |  | October 2022 | Electricity |  | Bureau of Energy, Ministry of Economic Affairs | Energy Efficiency | https://cprc-clasp.ngo/index.php/policies/minimum-energy-performance-standards-warmhot-drinking-water-dispensers | https://www.moeaboe.gov.tw/ECW/english/content/Content.aspx?menu_id=1535
Minimum Energy Performance Standards for Water Dispensers Supplied by Packaged Drinking Water | This policy contains MEPS for residential and commercial water dispensers supplied by packaged drinking water. | Taiwan of China | Water Fixtures | Mandatory | Minimum Performance Standard | Entered into force, New | 2020 |  | October 2022 | Electricity |  | Bureau of Energy, Ministry of Economic Affairs | Energy Efficiency | https://cprc-clasp.ngo/index.php/policies/minimum-energy-performance-standards-water-dispensers-supplied-packaged-drinking-water | https://www.moeaboe.gov.tw/ECW/english/content/Content.aspx?menu_id=1535
Minimum Energy Performance Standards for Window/Box-Type Air Conditioners | This policy contains minimum energy performance standards for residential and commercial window/box-type air conditioners. | Taiwan of China | Room ACs - Stationary ACs | Mandatory | Minimum Performance Standard | Entered into force, New | 2002 |  | October 2022 | Electricity |  | Bureau of Energy, Ministry of Economic Affairs | Energy Efficiency | https://cprc-clasp.ngo/index.php/policies/minimum-energy-performance-standards-windowbox-type-air-conditioners | https://www.moeaboe.gov.tw/ECW/english/content/Content.aspx?menu_id=1535
Minister of Energy and Mineral Resources Regulation No. 14 of 2021 on Application of Minimum Energy Performance Standards for Energy Consuming Appliances | This document describes the implementation of minimum energy performance standards for energy-consuming appliances. It was signed on 22 June 2021 and details all policy implementation aspects, registration framework, and compliance. | Indonesia | Rice Cookers, Lamps, Portable Fans, Room ACs - Stationary ACs, Refrigerators-Freezers | Mandatory | Comparative Label, Minimum Performance Standard | Entered into force, New | 2021 |  | October 2022 | Electricity |  | Ministry of Energy and Mineral Resources | Energy Efficiency | https://cprc-clasp.ngo/index.php/policies/minister-energy-and-mineral-resources-regulation-no-14-2021-application-minimum-energy | https://jdih.esdm.go.id/storage/document/Permen%20ESDM%20No.%2014%20Tahun%202021.pdf
Ministerial Regulations Prescribing Highly Efficiency Air Conditioners, B.E. 2552 (2009) | The ministerial regulation covers an air conditioner split type, which is designed to be separated into two working parts: a condensing unit and a fan-coil unit. Alternating current (AC) power at a frequency of 50 Hz for use to reduce the temperature and humidity of the air flowing through the fan coil unit. Size categories of an air conditioner (watts): 1. Not more than 8,000 watts and 2. More than 8,000 but not more than 12,000 watts. | Thailand | Room ACs - Stationary ACs | Mandatory | High Energy Performance Standard | Entered into force, New | 2009 |  | March 2022 | Electricity |  | Department of Alternative Energy Development and Efficiency, Ministry of Energy… | Energy Efficiency | https://cprc-clasp.ngo/index.php/policies/ministerial-regulations-prescribing-highly-efficiency-air-conditioners-be-2552-2009 | http://www.ratchakitcha.soc.go.th/DATA/PDF/2552/A/023/25.PDF
MME/MCT/MDIC Ordinance No. 959 of 09 December 2010 | This policy specifies the minimum energy performance standards (MEPS) for electromagnetic ballasts for high pressure sodium-vapor lamps and metal-halide lamps. | Brazil | Non-Directional lamps | Mandatory | Minimum Performance Standard | Entered into force, New | 2010 |  | September 2022 | Electricity |  | Ministry of Mines and Energy (MME) | Energy Efficiency | https://cprc-clasp.ngo/index.php/policies/mmemctmdic-ordinance-no-959-09-december-2010 | https://www.gov.br/mme/pt-br/assuntos/conselhos-e-comites/cgiee/arquivos/portarias/2010-portaria-interministerial-mme-mct-mdic-n_959-2010-reatores-lampadas-vapor-de-sodio-e-metalico.pdf
MS: 201:2012 Energy efficiency and labelling requirement-Household refrigerating appliances | This standard covers the energy efficiency and labelling requirement for household refrigerating applliances | Mauritius | Wine Chillers, Refrigerators-Freezers, Freezers-only | Mandatory | Minimum Performance Standard | Entered into force, New | 2012 |  | November 2020 | Electricity | MS 201 | Energy Efficiency Management Office | Energy Efficiency | https://cprc-clasp.ngo/index.php/policies/ms-2012012-energy-efficiency-and-labelling-requirement-household-refrigerating-appliances | http://mauritianstandards.com/import-std-676/
MS: 204:2015 Energy efficiency and labelling requirement-Domestic Ovens and Range hoods | This standard covers the energy efficiency and labelling requirement for household refrigerating applliances | Mauritius | Ovens | Mandatory | Minimum Performance Standard | Entered into force, New | 2015 |  | November 2020 | Electricity | MS 204 | Energy Efficiency Management Office | Energy Efficiency | https://cprc-clasp.ngo/index.php/policies/ms-2042015-energy-efficiency-and-labelling-requirement-domestic-ovens-and-range-hoods | http://mauritianstandards.com/import-std-679/
MS: 205:2011 Energy efficiency and labelling requirement-Household electric dishwasher | This standard covers the energy efficiency and labelling requirement for dishwasher | Mauritius | Dishwashers | Mandatory | Minimum Performance Standard | Entered into force, New | 2011 |  | November 2020 | Electricity | MS 205 | Energy Efficiency Management Office | Energy Efficiency | https://cprc-clasp.ngo/index.php/policies/ms-2052011-energy-efficiency-and-labelling-requirement-household-electric-dishwasher | http://mauritianstandards.com/import-std-680/
National Regulator for Compulsory Specifications Act: Compulsory Specification for Efficiency Requirements of Electric Motors (VC 9113) | This compulsory specification will cover electric motors with the following parameters: 0.75kW-375kW motors, including those with variable speed drives, including 2, 4, 6, and 8 pole motors. The regulation specifies that electric motors meeting these requirements must have a minimum efficiency class of IE3 as specified in IEC 60034-30-1. | South Africa | Motors | Mandatory | Minimum Performance Standard | New | 2024 |  | June 2024 | Electricity | IEC 60034-30-1 | National Regulator for Compulsory Specification (NRCS) | Energy Efficiency | https://cprc-clasp.ngo/index.php/policies/national-regulator-compulsory-specifications-act-compulsory-specification-efficiency | https://www.gov.za/documents/notices/national-regulator-compulsory-specifications-act-compulsory-specification-85
NIS 1209-1:2024 Minimum Energy Performance Standard - Lighting - Part 1: Lamps | This standard specifies the energy labelling requirements and the minimum energy performance standard (MEPS) requirements for lamps used in general lighting services and tubular lamps. Lamps covered in this standard include those used in general lighting services (GLS), which refers to Tungsten Filament Lamps, Compact Florescent Lamps (CFL), and Light Emitting Diode (LED) Lamps, as well as LED and fluorescent tubes of rated voltage not exceeding 300V. | Nigeria | Lamps | Mandatory | Comparative Label, Minimum Performance Standard | New | 2024 |  | May 2025 | Electricity | NIS IEC 60064 , NIS IEC 60357 , NIS IEC 60969 , NIS IEC 60081 , NIS IEC 62612 , NIS IEC 62717 , NIS IEC 63103 , NIS IEC 61000-4-11 , NIS IEC 61000-4-5 , NIS IEC 60901 , NIS IEC TR 61547-1 , NIS IEC TR 63158 , NIS CISPR 15 , NIS IEC 61547 , NIS IEC 61000-4-7; NIS IEC 61000-3-2 | Standards Council of Nigeria | Energy Efficiency | https://cprc-clasp.ngo/index.php/policies/nis-1209-12024-minimum-energy-performance-standard-lighting-part-1-lamps | https://library.son.gov.ng/?g=elect&s=5&t=groups-opac
NIS 1209-1:2024 Minimum Energy Performance Standard - Lighting - Part 2: Luminaires | This standard specifies the minimum energy performance standard (MEPS), functional performance and energy labelling requirements for luminaires, including both indoor and outdoor / streetlight luminaires, such as indoor ambient luminaires, linear batten luminaires, linear troffer luminaire, downlight luminaires, high-bay luminaires, low-bay luminaires and planer (or plane) luminaires. | Nigeria | Luminaires | Mandatory | Comparative Label, Minimum Performance Standard | Entered into force, New | 2024 |  | May 2025 | Electricity | NIS IEC 62722-2-1 , NIS IEC 62722-2 series , NIS IEC 61000-4-11; NIS IEC 61000-4-5 , NIS IEC 61000-4-7; NIS IEC 61000-3-2 , NIS IEC 61643-11 , IES LM-79 CIE S 025 , NIS IEC TR 61547-1 , NIS IEC TR 63158 , NIS CISPR 15 , NIS IEC 61547 | Standards Council of Nigeria | Energy Efficiency | https://cprc-clasp.ngo/index.php/policies/nis-1209-12024-minimum-energy-performance-standard-lighting-part-2-luminaires | https://library.son.gov.ng/?g=elect&s=5&t=groups-opac
NIS 943:2017 Minimum Energy Performance Standards (MEPS) and Labels for Air Conditioners (2017) |  | Nigeria | Room ACs - Stationary ACs | Mandatory | Comparative Label, Minimum Performance Standard | New | 2017 |  | December 2025 | Electricity |  | Standards Council of Nigeria | Energy Efficiency | https://cprc-clasp.ngo/index.php/policies/nis-9432017-minimum-energy-performance-standards-meps-and-labels-air-conditioners-2017 | https://library.son.gov.ng/?g=elect&s=5&t=groups-opac
NIS IEC 62717:2015, LED modules for general lighting – Performance requirements | Specifies the performance requirements for LED modules, together with the test methods and conditions, required to show compliance with this standard. | Nigeria | Lighting | Mandatory | Minimum Performance Standard, Quality Standard | Entered into force, New | 2018 |  | March 2022 | Electricity | IEC 60050-845:1987, International Electrotechnical Vocabulary – Chapter 845: Lighting , IEC 60068-2-14, Environmental testing – Part 2-14: Tests – Test N: Change of temperature , IEC 60068-3-5:2001, Environmental testing – Part 3-5: Supporting documentation and guidance – Confirmation of the performance of temperature chambers , IEC 60081, Double-capped fluorescent lamps – Performance specifications , IEC 61000-3-2:2005, Electromagnetic compatibility (EMC) – Part 3-2: Limits – Limits for harmonic current emissions (equipment input current ≤ 16 A per phase) IEC 61000-3-2:2005/AMD 1:2008 IEC 61000-3-2:2005/AMD 2:2009 , IEC 61000-4-7, Electromagnetic compatibility (EMC) – Part 4-7: Testing and measurement techniques – General guide on harmonics and interharmonics measurements and instrumentation, for power supply systems and equipment connected thereto , IEC TR 61341, Method of measurement of centre beam intensity and beam angle(s) of reflector lamps , IEC 61347-2-13, Lamp controlgear – Part 2-13: Particular requirements for d.c. or a.c. supplied electronic controlgear for LED modules , IEC 62031:2008, LED modules for general lighting – Safety specifications , IEC 62504, General lighting – Light emitting diode (LED) products and related equipment –Terms and definitions , CIE 13.3:1995, Method of measuring and specifying colour rendering properties of light sources , CIE 177:2007, Colour rendering of white LED light sources , CIE S 025/E:2015, Test Method for LED Lamps, LED Luminaires and LED Modules , ANSI/IES LM-80-15, Approved Method: Measuring Luminous Flux and Color Maintenance of LED Packages, Arrays and Modules | Standards Organization of Nigeria (SON) | Energy Efficiency | https://cprc-clasp.ngo/index.php/policies/nis-iec-627172015-led-modules-general-lighting-performance-requirements | https://standards.lawnigeria.com/2018/08/31/standards-of-nigeria/
NOM-003-ENER-2021 | This standard establishes the minimum levels of thermal efficiency that water heaters for domestic and commercial use must meet, the test methods used to verify said compliance, and the requirements that must be included in the user information label, as well as the procedure for evaluating the conformity of these products. This standard applies to water heaters for domestic and commercial use that use liquefied petroleum gas or natural gas as fuel, and provide only hot water in the liquid phase. Water heaters with a thermal load greater than 108.0 kW, absolute working pressures greater than 600 kPa or water temperatures greater than 87.0 °C (360.15 K) are excluded from the scope of application. This policy applies to products that are imported, manufactured, or marketed within the United Mexican States. | Mexico | Instantaneous Water Heaters, Storage Water Heaters | Mandatory | Comparative Label, Minimum Performance Standard | Entered into force, New | 2021 |  | September 2025 | Gas, LPG |  | Comision Nacional para el Uso Eficiente de la Energia (CONUEE, National Commiss… | Energy Efficiency | https://cprc-clasp.ngo/index.php/policies/nom-003-ener-2021 | https://dof.gob.mx/nota_detalle.php?codigo=5629991&fecha=15/09/2021#gsc.tab=0
NOM-012-ENER-2019, Energy Efficiency of Condensing and Evaporating Units for Refrigeration | This standard establishes the energy efficiency requirements for condensing and evaporating units for refrigeration, which are manufactured for installation outdoors or interiors with cooling power greater than or equal to 746 W (2,547 BTU/h) and less than 26,000 W ( 88,716 BTU/h) at medium temperature, and less than 9,500 W (32,415 BTU/h) at low temperature. b) Low-profile evaporator units for refrigeration that are designed to operate with a refrigerant and powered by direct expansion in humid and/or dry conditions with nominal cooling capacities greater than or equal to 300 W (1,023 BTU/h) and less than 40,000 W (136,482 BTU/h) at medium temperature, and less than 13,000 W (44,397 BTU/h) at low temperature. | Mexico | Refrigerant Compressors | Mandatory | Comparative Label, Minimum Performance Standard | Entered into force, New | 2020 |  | September 2025 | Electricity | ANSI/ASHRAE Standard 23.1-2010 , | Comision Nacional para el Uso Eficiente de la Energia (CONUEE, National Commiss… | Energy Efficiency | https://cprc-clasp.ngo/index.php/policies/nom-012-ener-2019-energy-efficiency-condensing-and-evaporating-units-refrigeration | https://www.dof.gob.mx/nota_detalle_popup.php?codigo=5608445
NOM-015-ENER-2018 | The Standard establishes the maximum energy consumption limits, labeling requirements, and test methods for household refrigerators, freezers, refrigerator-freezers operated by hermetic motor compressors sold in Mexico. | Mexico | Refrigerators-Freezers, Freezers-only | Mandatory | Minimum Performance Standard | Entered into force, New | 2018 |  | December 2023 | Electricity | NOM-015-ENER-2018 | Comision Nacional para el Uso Eficiente de la Energia (CONUEE, National Commiss… | Energy Efficiency | https://cprc-clasp.ngo/index.php/policies/nom-015-ener-2018 | http://www.dof.gob.mx/nota_detalle.php?codigo=5529394&fecha=28/06/2018
NOM-027-ENER/SCFI-2018 - Solar water heaters |  | Mexico | Instantaneous Water Heaters, Storage Water Heaters | Mandatory | Minimum Performance Standard | Entered into force, New | 2018 |  | December 2023 | Electricity, Gas, LPG, Solar | NMX-ES-004-NORMEX-2010 | Comision Nacional para el Uso Eficiente de la Energia (CONUEE, National Commiss… | Energy Efficiency | https://cprc-clasp.ngo/index.php/policies/nom-027-enerscfi-2018-solar-water-heaters | https://www.gob.mx/cms/uploads/attachment/file/386123/nom-027-enerscfi.pdf
NOM-029-ENER-2017, Energy efficiency of external power supplies | This standard aims to establish the minimum values ​​of energy efficiency in operation, the maximum limits of electrical power in no-load or empty mode, the test methods for their evaluation and the specifications of the minimum information to be marked on external power supplies (FAE) that are intended to convert the alternating current (AC) line voltage to a single fixed output voltage level in direct current (DC) at a time and with a maximum output power less than or equal to 250.0 W, as well as those that have a switch that allows the user to manually choose between different output voltage levels. | Mexico | External Power Supply | Mandatory | Minimum Performance Standard | New | 2017 |  | September 2025 | Electricity | NMX-I-281-NYCE-2012 | Comision Nacional para el Uso Eficiente de la Energia (CONUEE, National Commiss… | Energy Efficiency | https://cprc-clasp.ngo/index.php/policies/nom-029-ener-2017-energy-efficiency-external-power-supplies | https://www.dof.gob.mx/nota_detalle_popup.php?codigo=5502802
NOM-031-ENER-2019 - LED luminaires for Lighting Roads and Public Outdoor Areas | This policy applies to luminaires with light-emitting diodes (LED) intended for lighting roads and public outdoor areas. Products in scope include those that use the electrical energy of the service for their public supply, as well as other sources of energy, such as cells, batteries, accumulators, and self-generation, in alternating current and/or direct current, with a nominal voltage up to 480V in alternating current and up to 100 V direct current. This policy excludes decorative or ornamental lighting of public outdoor areas; signaling, color-changing light, or monochromatic light (green, red, yellow, blue, etc.); and lighting that is intended for installation on the floor, under water, or in classified or dangerous areas. | Mexico | Streetlighting | Mandatory | Minimum Performance Standard | Entered into force, New | 2021 |  | December 2023 | Electricity | NMX-J-507/2-ANCE-2013 , NMX-J-610/4-5-ANCE-2013 | Comision Nacional para el Uso Eficiente de la Energia (CONUEE, National Commiss… | Energy Efficiency | https://cprc-clasp.ngo/index.php/policies/nom-031-ener-2019-led-luminaires-lighting-roads-and-public-outdoor-areas | https://www.gob.mx/conuee/documentos/norma-oficial-mexicana-nom-031-ener-2019
NOM-033-ENER-2019 - AC motors cooled with air | This policy defines the minimum energy efficiency values, test method, marking, and procedure for assessing the conformity of air-cooled alternating current (AC) electric motors with nominal electrical voltage up to 240V; a nominal power greater than or equal to 1W and less than 180W; 2-, 4- and 6-pole, squirrel cage induction motors, as well as motors that are electronically switched. | Mexico | 1-Phase Motors | Mandatory | Minimum Performance Standard | Entered into force, New | 2021 |  | December 2023 | Electricity |  | https://www.dof.gob.mx/nota_detalle.php?codigo=5624457&fecha=21/07/2021#gsc.tab… | Energy Efficiency, Industrial Sector | https://cprc-clasp.ngo/index.php/policies/nom-033-ener-2019-ac-motors-cooled-air | https://www.dof.gob.mx/nota_detalle.php?codigo=5624457&fecha=21/07/2021#gsc.tab=0
NOM-035-ENER-2025, Energy Efficiency in Unitary Air Conditioners | This standard establishes the minimum Integrated Energy Efficiency Ratio (REEI) levels in cooling mode for unitary air conditioners (package units). It applies to self-contained air conditioners known as unitary type (package unit) in nominal cooling capacities greater than 19,050 W (65,000 BTU/h) and up to 70,340 W (240,000 BTU/h), with or without reversible cycle, air-cooled, electrically operated, that work by mechanical compression, which include a single-speed compressor (Fixed Capacity) or a variable refrigerant flow or frequency compressor (Proportionally Controlled Capacity) or a stepped speed compressor (Staged Capacity) and an air-cooled condenser coil. | Mexico | Packaged Terminals | Mandatory | Comparative Label, Minimum Performance Standard | New | 2025 |  | September 2025 | Electricity | NOM-008-SE-2021 , ANSI/ASHRAE 37-2009 , ANSI/AHRI 340/360-2022 , NMX-Z-013-2015 | Comision Nacional para el Uso Eficiente de la Energia (CONUEE, National Commiss… | Energy Efficiency | https://cprc-clasp.ngo/index.php/policies/nom-035-ener-2025-energy-efficiency-unitary-air-conditioners | https://www.dof.gob.mx/normasOficiales/9515/sener/sener.html
NTON 10 006-07 Energy efficiency. Household incandescent lamps. Specifications and labeling requirements | This standard specifies the MEPS and labeling requirements for incandescent tungsten filament lamps for domestic use and similar uses for general lighting, which have: | Nicaragua | Non-Directional lamps | Mandatory | Minimum Performance Standard | Entered into force, New | 2009 |  | November 2019 | Electricity | CIE 84: 1989, IEC 60064: 1993, IEC 60064 Amendment 1:2000, IEC 60064 Amendment 2:2002 | Ministerio de Energía y Minas | Energy Efficiency | https://cprc-clasp.ngo/index.php/policies/nton-10-006-07-energy-efficiency-household-incandescent-lamps-specifications-and-labeling | http://legislacion.asamblea.gob.ni/Normaweb.nsf/xpNorma.xsp?documentId=B541D7427B544FD8062576AF0055C74A&action=openDocument
NTON 10 007-08 Energy efficiency. Three-phase squirrel-cage AC induction motors with a rated output of 0.746 to 373 kW. Limits, test methods and labeling requirements | This standard specifies the MEPS and labeling requirements for open- and closed-loop three-phase squirrel-cage electric AC induction motors with a rated output of 0.746 kW to 373 kW, nominal electric voltage up to 600 V, 60 Hz, horizontal mounting position or vertical. | Nicaragua | 3-Phase Motors | Mandatory | Minimum Performance Standard | Entered into force, New | 2010 |  | November 2019 | Electricity |  | Ministerio de Energía y Minas | Energy Efficiency | https://cprc-clasp.ngo/index.php/policies/nton-10-007-08-energy-efficiency-three-phase-squirrel-cage-ac-induction-motors-rated | http://legislacion.asamblea.gob.ni/Normaweb.nsf/xpNorma.xsp?documentId=6C4B075C6CA9A6D7062577200053D073&action=openDocument
NTON 10 008-08 Energy efficiency. Self-ballasted compact fluorescent lamps. Requirements | This standard specifies the MEPS for compact fluorescent lamps of hot cathode and integrated ballast, with socket that allows them to be placed in conventional incandescent lampholders (E-26 and E-27), at a nominal voltage between 110 V - 240 V, of alternating current and at a frequency of 60 Hz, with nominal power between 5W and 110 W. This standard does not apply to colored, anti-insect and special ultraviolet radiation lamps. | Nicaragua | Non-Directional lamps | Mandatory | Minimum Performance Standard | Entered into force, New | 2009 |  | November 2019 | Electricity | IEC 60061, IEC 60969, ANSI C78.5-2003, ANSI C78.375-199 | Ministerio de Energía y Minas | Energy Efficiency | https://cprc-clasp.ngo/index.php/policies/nton-10-008-08-energy-efficiency-self-ballasted-compact-fluorescent-lamps-requirements | http://legislacion.asamblea.gob.ni/Normaweb.nsf/xpNorma.xsp?documentId=57D693FA1F08E6D2062576B1006EAF30&action=openDocument
NTON 10 010-08 Self-contained commercial refrigeration equipment | This standard specifies the MEPS for self-contained commercial refrigeration equipment powered by electricity, used, rebuilt (imported only) and new. All with capacities from 10 liters (0.01 m3 ) of useful refrigerated volume (depending on energy limits) or more. The types of equipment are: | Nicaragua | Refrigerated Cabinets, Refrigerators-Freezers, Freezers-only | Mandatory | Minimum Performance Standard | Entered into force, New | 2011 |  | November 2020 | Electricity | NTON 10-12-08, ISO 23953-1, ISO 3951 | Ministerio de Energía y Minas | Energy Efficiency | https://cprc-clasp.ngo/index.php/policies/nton-10-010-08-self-contained-commercial-refrigeration-equipment | http://legislacion.asamblea.gob.ni/Normaweb.nsf/xpNorma.xsp?documentId=8DA230A69B09836A06257920005CFEE0&action=openDocument
NTON 10 013-08 Energy efficiency. Household refrigerators and freezers. Limits | This standard specifies the MEPS for household refrigerators up to 1104 L (39 feet) and household freezers up to 850 L (30 feet) operated by hermetic motor compressor. | Nicaragua | Refrigerators-Freezers, Freezers-only | Mandatory | Minimum Performance Standard | Entered into force, New | 2010 |  | November 2019 | Electricity | NTON 10-015-08 | Ministerio de Energía y Minas | Energy Efficiency | https://cprc-clasp.ngo/index.php/policies/nton-10-013-08-energy-efficiency-household-refrigerators-and-freezers-limits | http://legislacion.asamblea.gob.ni/Normaweb.nsf/xpNorma.xsp?documentId=A93D5D12CF5BBC7D06257862007642C5&action=openDocument
NTON 10 017-08 Energy efficiency. Window, split, packaged air conditioners. Energy efficiency ratings | This standard specifies the MEPS for window air conditioners, split air conditioners, packaged air conditioners with nominal cooling capacities of up to 17,589 W (60,000 Btu/h). | Nicaragua | Room ACs - Stationary ACs | Mandatory | Minimum Performance Standard | Entered into force, New | 2012 |  | November 2019 | Electricity |  | Ministerio de Energía y Minas | Energy Efficiency | https://cprc-clasp.ngo/index.php/policies/nton-10-017-08-energy-efficiency-window-split-packaged-air-conditioners-energy-efficiency | http://legislacion.asamblea.gob.ni/Normaweb.nsf/xpNorma.xsp?documentId=B07CC5D87FAD7A89062579DF004E0350&action=openDocument
Ordinance No. 2 of 29 December 2022 | This policy defines minimum energy perfomance standards for refrigerators and freezers for domestic use, manufactured nationally or imported, for sale and/or use in Brazil. | Brazil | Refrigerators-Freezers | Mandatory | Minimum Performance Standard | Entered into force, New | 2022 |  | January 2025 | Electricity | IEC 62552-3:2007 , IEC 62552-3:2020 | Ministry of Mines and Energy (MME) | Energy Efficiency | https://cprc-clasp.ngo/index.php/policies/ordinance-no-2-29-december-2022 | https://cprc-clasp.ngo/sites/default/files/2025-01/Resolu__o_de_Consulta_P_blica_MEPS_Refrigeradores_e_Congeladores_pdf_pdf%20%281%29.pdf
ORDINANCE NO. 2022-447 | This policy requires all residential construction additions, alterations, repairs, and/or accessory dwelling unit conversions that do not meet the definition of newly constructed that include the installation of a new or replacement, upgrade or relocation of an existing air conditioning condensing unit to require a reverse cycle air conditioning condensing unit (heat pump). This policy entered into effect on January 1, 2023, and applies to the town of Portola Valley, California only. | California | Heat Pumps, Air Conditioning | Mandatory | Building Code | Entered into force, New | 2022 |  | February 2024 | Electricity |  | Town of Portola Valley | AC-to-heat pump | https://cprc-clasp.ngo/index.php/policies/ordinance-no-2022-447 | https://library.municode.com/ca/portola_valley/ordinances/code_of_ordinances?nodeId=1184430
Pakistan Energy Label for Motors | This regulation establishes Minimum Energy Performance standards for electric motor efficiency and requires compliance with a star rating system. The regulation applies to the import and offer for sale of three-phase squirrel cage induction motors designed to operate at 50 Hz or 60 Hz with: a) a rated output power greater than or equal to 0.12 kW and less than or equal to 1,000 kW; and b) a rated voltage of up to 1000 volts alternating current; and c) 2, 4, 6 or 8 poles; and d) a continuous duty rating. The regulation also applies to the import and offer for sale of single-phase squirrel cage induction motors of all types designed to operate at 50 Hz or 60 Hz with a rated output power greater than or equal to 0.12 kW. | Pakistan | 3-Phase Motors, 1-Phase Motors | Mandatory | Comparative Label, Minimum Performance Standard | Entered into force, New | 2014 | 2024 | January 2025 | Electricity | ISO/IEC 17025, IEC 60034-1 ED. 13.0, IEC 60034-2-1 Ed. 2.0 2014 | National Energy Efficiency and Conservation Authority (NEECA) | Energy Efficiency | https://cprc-clasp.ngo/index.php/policies/pakistan-energy-label-motors | https://neeca.pk/neecagov/regulations/SRO412(I)-2024.pdf
Pakistan Energy Labels for Room Air Conditioners | This policy is established to enforce Minimum Energy Performance Standards (MEPS) with an energy star rating system for air conditioning units. Room air conditioner means non-ducted wall mounted split room air conditioners with cooling capacity up to 10.5 kW that can be connected to main power and which are within the scope of PS:ISO5151/2013 and it includes non-inverter room air conditioner, inverter room air conditioner, and wall mounted split room air conditioner. | Pakistan | Room ACs - Stationary ACs | Mandatory | Comparative Label, Minimum Performance Standard | Entered into force, New | 2014 | 2024 | January 2025 | Electricity | PS: ISO 16358-1, PS: ISO5151/2013 | National Energy Efficiency and Conservation Authority (NEECA) | Energy Efficiency | https://cprc-clasp.ngo/index.php/policies/pakistan-energy-labels-room-air-conditioners | https://neeca.pk/neecagov/regulations/SRO413(I)-2024.pdf
PE No 1/26/2 | This protocol provides specifications for single phase air conditioners, of the direct expansion refrigeration type, single or multi-split units, non-ducted, up to a cooling capacity of 12 kW (42000 Btu/h) and condensation by air. | Chile | Room ACs - Stationary ACs | Mandatory | Comparative Label | Entered into force, New | 2011 |  | January 2016 | Electricity | NCh 3081: 2007 | Superintendencia de Electricidad y Combustibles (SEC) -Fuel and Electricity Sup… | Energy Efficiency | https://cprc-clasp.ngo/index.php/policies/pe-no-1262 | http://www.sec.cl/pls/portal/docs/PAGE/SECNORMATIVA/PRODUCTOS/PROTOCOLOS_ELECTRICIDAD/PE_1-26-2.PDF
PNS 12-3-2000 - Lamps and related equipment - Electromagnetic ballast - Energy standards and labeling requirements | This standard specifies the power loss and labeling requirements for electromagnetic fluorescent lamp ballast with or without pre-heated cathodes and operated with or without a starter or starting device. | Philippines | Fluorescent and HID Lighting | Mandatory | Comparative Label | Entered into force, New | 2002 |  | August 2019 | Electricity |  | Department of Energy | Energy Efficiency | https://cprc-clasp.ngo/index.php/policies/pns-12-3-2000-lamps-and-related-equipment-electromagnetic-ballast-energy-standards-and | http://www.opac.dti.gov.ph//DocumentFolder/pages%20from%20pns%2012-3-2000.pdf
PNS 2050-1-2:2006 - Lamps and related equipments – Energy labeling requirements – Part 1-2: Single-capped fluorescent lamps | This labeling program covers single-capped fluorescent lamps for general lighting service. | Philippines | Tubular Lamps | Mandatory | Comparative Label | Entered into force, New | 2006 |  | August 2019 | Electricity | PNS IEC 60901:2001 Amd. 01, 02, & 03:2006 | Department of Energy | Energy Efficiency | https://cprc-clasp.ngo/index.php/policies/pns-2050-1-22006-lamps-and-related-equipments-energy-labeling-requirements-part-1-2-single | https://www.lites.asia/files/otherfiles/0000/0238/Manila_lites_asia_meeting_1.8_Philippine_policies_for_EE_lighting_Mirna_Campanano.pdf
PNS 2050-4:2007 - Lamps and related equipment - Energy labeling requirements - Part 4: Ballast | This labeling program covers AC supplied electronic ballast for tubular fluorescent lamps specifically with ratings from 10 watts to 40 watts for T12, T10, T9, T8 and T5 halophosphate and triphosphate fluorescent lamps with G13 and G5 caps. | Philippines | Fluorescent and HID Lighting | Mandatory | Comparative Label | Entered into force, New | 2007 |  | August 2019 | Electricity | PNS IEC 60921:2006; PNS IEC 61347-1:2002; PNS IEC 61347-2-3:2002 amendment 01:2006; PNS IEC 60921:2006; PNS IEC 61347-2-8:2002 | Department of Energy | Energy Efficiency | https://cprc-clasp.ngo/index.php/policies/pns-2050-42007-lamps-and-related-equipment-energy-labeling-requirements-part-4-ballast | https://www.lites.asia/files/otherfiles/0000/0238/Manila_lites_asia_meeting_1.8_Philippine_policies_for_EE_lighting_Mirna_Campanano.pdf
PNS 2098-1:2013 - Audio video and related equipment - Energy efficiency factor (EEF) and labeling requirements - Part 1: Television set | This labeling program covers television sets and computer monitors with built-in tuner with screen size up to 1520 mm directly connected to the mains. | Philippines | Televisions | Mandatory | Comparative Label | Entered into force, New | 2013 |  | August 2019 | Electricity | PNS 387 | Department of Energy | Energy Efficiency | https://cprc-clasp.ngo/index.php/policies/pns-2098-12013-audio-video-and-related-equipment-energy-efficiency-factor-eef-and-labeling | http://www.opac.dti.gov.ph//DocumentFolder/pages%20from%20pns%202098-1-2013-tv.pdf
PNS 396-2:2013 - Household appliances - Energy efficiency factor (EEF) and labeling requirements - Part 2: Regrigerators and Freezers | This labeling program covers all types of direct-cooling and frost-free refrigerators, freezers, and refrigerators-freezers with storage volume capacities of 113 litres (4 cubic feet) to 340 litres (12 cubic feet). | Philippines | Refrigerators-Freezers, Freezers-only | Mandatory | Comparative Label | Entered into force, New | 2013 |  | August 2019 | Electricity | PNS IEC 62552:2012 | Department of Energy | Energy Efficiency | https://cprc-clasp.ngo/index.php/policies/pns-396-22013-household-appliances-energy-efficiency-factor-eef-and-labeling-requirements | http://www.opac.dti.gov.ph//DocumentFolder/pages%20from%20pns%20396-2-2013-ref-freezer.pdf
PNS 396-3:2013 - Household appliances – Energy efficiency factor (EEF) and labeling requirements – Part 3: Clothes washing machine | This labeling program covers clothes washing machines. It does not cover stand-alone spin extractor. | Philippines | Washing Machines | Mandatory | Comparative Label | Entered into force, New | 2013 |  | August 2019 | Electricity | PNS IEC 60456 | Department of Energy | Energy Efficiency | https://cprc-clasp.ngo/index.php/policies/pns-396-32013-household-appliances-energy-efficiency-factor-eef-and-labeling-requirements | http://www.opac.dti.gov.ph//DocumentFolder/pages%20from%20pns%20396-3-2013-washing%20machine.pdf
Provision 170/2016 | Energy efficiency labelling of household microwave ovens. | Argentina | Microwaves | Mandatory | Comparative Label | Entered into force, New | 2016 |  | September 2022 | Electricity | IRAM 62412 / IRAM 62301 | Secretaria de Energia (Secretary of Energy) | Energy Efficiency | https://cprc-clasp.ngo/index.php/policies/provision-1702016 | http://servicios.infoleg.gob.ar/infolegInternet/anexos/265000-269999/267555/norma.htm
Provision 172/2016 | Energy labelling for electric storage water heaters. | Argentina | Storage Water Heaters | Mandatory | Comparative Label | Entered into force, New | 2016 |  | September 2022 | Electricity | IRAM 62410 | Secretaria de Energia (Secretary of Energy) | Energy Efficiency | https://cprc-clasp.ngo/index.php/policies/provision-1722016 | http://servicios.infoleg.gob.ar/infolegInternet/anexos/265000-269999/267379/norma.htm
Provision 219/2015 | Energy labelling for televisions. | Argentina | Televisions | Mandatory | Comparative Label | Entered into force, New | 2015 |  | September 2022 | Electricity | IRAM 62411 / IRAM 62301 | Secretaria de Energia (Secretary of Energy) | Energy Efficiency | https://cprc-clasp.ngo/index.php/policies/provision-2192015 | http://servicios.infoleg.gob.ar/infolegInternet/anexos/250000-254999/251748/norma.htm
Provision 230/2015 | Energy efficiency labelling for single- and three-phase cage induction motors. | Argentina | 3-Phase Motors, 1-Phase Motors | Mandatory | Comparative Label | Entered into force, New | 2015 |  | September 2022 | Electricity | IRAM 62409:2014 / IRAM 62405:2012 | Secretaria de Energia (Secretary of Energy) | Energy Efficiency | https://cprc-clasp.ngo/index.php/policies/provision-2302015 | http://servicios.infoleg.gob.ar/infolegInternet/anexos/250000-254999/251749/norma.htm
Quality standards for stand-alone renewable energy products with power ratings less than or equal to 350 W | Standalone off-grid solar products (pico-PV and SHS kits) up to 350 Wp. The source links to a publication from ACE-TAF stating that that the standard was adopted in 2020. | Sierra Leone | Solar Energy Kits | Mandatory | Quality Standard | Entered into force, New | 2020 |  | June 2021 | Solar | IEC TS 62257-9-5 | Sierra Leone Standards Bureau (SLSB) | Energy Efficiency, Off-Grid | https://cprc-clasp.ngo/index.php/policies/quality-standards-stand-alone-renewable-energy-products-power-ratings-less-or-equal-350-w | https://sun-connect-news.org/fileadmin/DATEIEN/Dateien/New/Stand-Alone-Solar-SAS-Market-Update-Sierra-Leone.pdf
Reglamento Tecnico De Luminarias LED 112 | street lighting | Venezuela | Streetlighting | Mandatory | Comparative Label | Entered into force, New | 2014 |  | January 2016 | Electricity |  | Ministerio de Poder Popular para la Energia Electrica | Energy Efficiency | https://cprc-clasp.ngo/index.php/policies/reglamento-tecnico-de-luminarias-led-112 | http://www.mppee.gob.ve/download/resoluciones/Reglamento%20tecnico%20de%20luminarias%20LED_112.pdf
Reglamento Tecnico Etiquetado De EE Lamparas Fluroescentes | Linear (tube) fluorescent, Circular, Rectilinear , compact; linear; circular fluorescent lamps | Venezuela | Tubular Lamps, Non-Directional lamps | Mandatory | Comparative Label, Minimum Performance Standard | Entered into force, New | 2015 |  | November 2019 | Electricity | CIE 84 1989,IEC 60901:2001,IEC 60969:2001 | Ministerio de Poder Popular para la Energia Electrica | Energy Efficiency | https://cprc-clasp.ngo/index.php/policies/reglamento-tecnico-etiquetado-de-ee-lamparas-fluroescentes | https://www.legiscomex.com/BancoMedios/Documentos%20PDF/res_conj_019.pdf
Reglamento Tecnico Resolucion Aires Acondicionados | Regulation only applies to air conditioners and air-cooled condenser with a capacity of less than or equal to 35 kW | Venezuela | Room ACs - Stationary ACs | Mandatory | Comparative Label, Minimum Performance Standard | Entered into force, New | 2012 |  | January 2016 | Electricity | ISO 5151:2010,IEC 60335-1 Edition 5.0,ISO 13253:2011 | Ministerio de Poder Popular para la Energia Electrica | Energy Efficiency | https://cprc-clasp.ngo/index.php/policies/reglamento-tecnico-resolucion-aires-acondicionados | http://www.mppee.gob.ve/download/resoluciones/Reglamento%20Tecnico%20Resolucion%20Aires%20Acondicionados.pdf
Regulations on the Operation of Energy-Efficient Equipment, Maximum Energy Efficiency Standards and Label for Bidets | This regulation mandates maximum energy efficiency standards and label for electric bidets. Electric bidets are hygiene devices designed to spray warm water onto the user's anus or genital area after using the toilet for cleaning purposes. These devices consist of components such as water heating devices, cleaning devices, and heated seats, with a rated power consumption of 3,500W or less. However, the following are excluded from this regulation: (a) Devices that receive hot water supply from other water heating systems (b) Devices that only provide hot water cleaning (c) Devices that only provide a heated seat (d) Devices that are powered only by batteries (e) Devices used for portable toilets (mobile use) | Asia and Pacific, Republic of Korea | Toilet Seats (Electric) | Mandatory | Comparative Label, Minimum Performance Standard | New | 2024 |  | February 2025 | Electricity | KS C IEC 62301 , KS C IEC 60335-2-84 , Environmental Labeling Products and Certification Standards: EL229 Bidet | Ministry of Trade, Industry and Energy, Korea | Energy Efficiency | https://cprc-clasp.ngo/index.php/policies/regulations-operation-energy-efficient-equipment-maximum-energy-efficiency-standards-and-0 | https://eep.energy.or.kr/pds/view.aspx?cate=4&no=183
Regulations on the Operation of Energy-Efficient Equipment, Maximum Energy Efficiency Standards and Label for Clothing Care Appliances | This regulation mandates the maximum energy efficiency standards and labels for clothing car appliances. It applies to clothing care appliances that can perform functions such as drying, wrinkle removal, and deodorizing of textile products as specified in the regulations of KS K 0891. However, the following are excluded from this regulation: a) Appliances that do not simultaneously have wrinkle removal and deodorizing functions b) Appliances that do not have the ability to collect moisture from the appliance interior as condensate water c) Appliances that the user assembles, disassembles, or can carry by themselves | Asia and Pacific, Republic of Korea | Clothes Dryers, Washer and Dryers | Mandatory | Comparative Label, Endorsement Label, High Energy Performance Standard | New | 2024 |  | February 2025 | Electricity | KS K 0891 , KS C IEC 61121 , KS C IEC 60456 , KS K ISO 139 , KS K 0552 , ISO 9867:2022 , KS K ISO 105-F01 | Ministry of Trade, Industry and Energy, Korea | Energy Efficiency | https://cprc-clasp.ngo/index.php/policies/regulations-operation-energy-efficient-equipment-maximum-energy-efficiency-standards-and | https://eep.energy.or.kr/pds/view.aspx?cate=4&no=183
Regulations, methods, and inspection measures of energy consumption standards and energy efficiency grade labeling for ice-warm-hot drinking water machines | The ice-warm-hot drinking water machine set in this announcement covers goods in compliance with Clause 13516 of Chinese National Standards; which are subjected to inspection by the Bureau of Standards Metrology and Inspection | Taiwan of China | Water Coolers | Mandatory | Comparative Label | Entered into force, New | 2016 |  | August 2018 | Electricity |  | Bureau of Energy, Ministry of Economic Affairs | Energy Efficiency | https://cprc-clasp.ngo/index.php/policies/regulations-methods-and-inspection-measures-energy-consumption-standards-and-energy-0 | https://ranking.energylabel.org.tw/gen/law/upt.aspx?pageno=0&key=&PDID=0&lang=2&uid=0&cid=10&con=1&year=&month=&day=&p0=40
Regulations, methods, and inspection measures of energy consumption standards and energy efficiency grade labeling for warm-hot drinking water machines | The warm-hot drinking water machine -Machine- set in this announcement covers goods in compliance with Clause 13516 of Chinese National Standards; which are subjected to inspection by the Bureau of Standards Metrology and Inspection | Taiwan of China | Water Coolers | Mandatory | Comparative Label | Entered into force, New | 2016 |  | August 2018 | Electricity |  | Bureau of Energy, Ministry of Economic Affairs | Energy Efficiency | https://cprc-clasp.ngo/index.php/policies/regulations-methods-and-inspection-measures-energy-consumption-standards-and-energy | https://ranking.energylabel.org.tw/gen/law/upt.aspx?pageno=0&key=&PDID=0&lang=2&uid=0&cid=10&con=1&year=&month=&day=&p0=39
Requirements on the Minimal Energy Performance Standard and Energy Efficiency Rating Labeling and Inspection of Electric Storage Tank Water Heaters | The electric storage tank water heaters -products- denoted in this Announcement are those meeting the definition of electric storage tank water heater in CNS 11010; and promulgated by the Bureau of Standards; Metrology and Inspection of the Ministry of Economic Affairs as products requiring inspection. | Taiwan of China | Storage Water Heaters | Mandatory | Comparative Label, Minimum Performance Standard | Entered into force, New | 2015 |  | August 2018 | Electricity |  | Bureau of Energy, Ministry of Economic Affairs | Energy Efficiency | https://cprc-clasp.ngo/index.php/policies/requirements-minimal-energy-performance-standard-and-energy-efficiency-rating-labeling-and | https://www.moeaboe.gov.tw/ECW/english/content/Content.aspx?menu_id=1535
Requirements on the Minimal Energy Performance Standard and Energy Efficiency Rating Labeling and Inspection of Ice-warm-hot --IWH-- water dispenser | The IWH water dispensers of this regulation are those compliant with CNS3910 and contained in list of products requiring inspection by the Bureau of Standards Metrology and Inspection | Taiwan of China | Water Coolers | Mandatory | Comparative Label, Minimum Performance Standard | Entered into force, New | 2018 |  | August 2018 | Electricity |  | Bureau of Energy, Ministry of Economic Affairs | Energy Efficiency | https://cprc-clasp.ngo/index.php/policies/requirements-minimal-energy-performance-standard-and-energy-efficiency-rating-labeling-0 | https://ranking.energylabel.org.tw/gen/law/upt.aspx?pageno=0&key=&PDID=0&lang=2&uid=0&cid=10&con=1&year=&month=&day=&p0=44
Resolution 684 / 2013 | This regulation set maximum energy consumption levels and/or minimum energy efficiency levels for electric washing machines. | Argentina | Washing Machines | Mandatory | Minimum Performance Standard | New | 2013 |  | August 2019 | Electricity |  | Secretaria de Energia (Secretary of Energy) | Energy Efficiency | https://cprc-clasp.ngo/index.php/policies/resolution-684-2013 | https://www.argentina.gob.ar/normativa/nacional/resoluci%C3%B3n-684-2013-220747/texto
Resolution 834/2019 and Resolution 422/2020 | Electric dishwashers for household use. | Argentina | Dishwashers | Mandatory | Comparative Label | Entered into force, New | 2019 | 2020 | September 2022 | Electricity | IRAM 2294-3 | Secretaria de Energia (Secretary of Energy) | Energy Efficiency | https://cprc-clasp.ngo/index.php/policies/resolution-8342019-and-resolution-4222020 | http://servicios.infoleg.gob.ar/infolegInternet/anexos/330000-334999/333282/norma.htm
Resolution No. 1334 - Minimum Efficiency Standard for Domestic Refrigerators and Freezers | This policy provides specifications for energy efficiency performance and labeling for refrigerators, freezers and refrigerators-freezers. It originally covered lighting products, which now have their own separate policy. | Chile | Refrigerators-Freezers, Freezers-only | Mandatory | Comparative Label | Entered into force, New | 2007 |  | September 2022 | Electricity | PE Nº 5/06/2 | Ministry of Energy | Energy Efficiency | https://cprc-clasp.ngo/index.php/policies/resolution-no-1334-minimum-efficiency-standard-domestic-refrigerators-and-freezers | https://www.bcn.cl/leychile/navegar?idNorma=254060
Resolution No. 3199 - Labeling for Electronics in Standby Mode | Specifies labeling requirements for the following products in standby mode: microwave ovens, televisions, decoder (translation: decodificador), DVD player, Blu-ray player, and music equipment (mini and micro components). | Chile | Stand-by and networked devices | Mandatory | Comparative Label | Entered into force, New | 2011 |  | September 2022 | Electricity | NCh3107.Of2008 / IEC 62301:2005 | Ministry of Energy | Energy Efficiency | https://cprc-clasp.ngo/index.php/policies/resolution-no-3199-labeling-electronics-standby-mode | https://www.bcn.cl/leychile/navegar?idNorma=1167667
Resolution No. 4 - Minimum Efficiency Standard for Air Conditioners | This policy covers the minimum energy performance standard (MEPS) for air conditioners. | Chile | Room ACs - Stationary ACs | Mandatory | Minimum Performance Standard | Entered into force, New | 2018 |  | September 2022 | Electricity | ISO 5151:1994 | Ministry of Energy | Energy Efficiency | https://cprc-clasp.ngo/index.php/policies/resolution-no-4-minimum-efficiency-standard-air-conditioners | https://www.bcn.cl/leychile/navegar?idNorma=1115032
Resolution No. 54 - Labeling for Instantaneous Gas Water Heaters | This policy applies to instantaneous gas water heaters. | Chile | Instantaneous Water Heaters | Mandatory | Comparative Label | Entered into force, New | 2017 |  | September 2022 | Gas | SEC PC N° 6/1-2 | Ministry of Energy | Energy Efficiency | https://cprc-clasp.ngo/index.php/policies/resolution-no-54-labeling-instantaneous-gas-water-heaters | https://www.bcn.cl/leychile/navegar?i=1104856&f=2017-07-04
Resolution No. 6 - Labeling for Clothes Dryers | This policy specifies labeling requirements for clothes dryers. | Chile | Clothes Dryers | Mandatory | Comparative Label | Entered into force, New | 2017 |  | September 2022 | Electricity | IEC 61121:2012-04 | Ministry of Energy | Energy Efficiency | https://cprc-clasp.ngo/index.php/policies/resolution-no-6-labeling-clothes-dryers | https://www.bcn.cl/leychile/navegar?idNorma=1100325
Resolution No. 69 - Labeling for Gas Cooking Appliances | Labeling for gas cooking appliances. | Chile | Cooktops or Hobs | Mandatory | Comparative Label | Entered into force, New | 2014 |  | September 2022 | Gas | SEC PC Nº7/1-2 | Ministry of Energy | Energy Efficiency | https://cprc-clasp.ngo/index.php/policies/resolution-no-69-labeling-gas-cooking-appliances | http://www.sec.cl/pls/portal/docs/PAGE/SECNORMATIVA/PRODUCTOS/PROTOCOLOS_COMBUSTIBLES/PC_7-1_2.PDF
Resolution No. 7 - Labeling for Televisions | This policy specifies labeling requirements for televisions. | Chile | Televisions | Mandatory | Comparative Label | Entered into force, New | 2017 |  | September 2022 | Electricity | IEC 62087 | Ministry of Energy | Energy Efficiency | https://cprc-clasp.ngo/index.php/policies/resolution-no-7-labeling-televisions | https://www.bcn.cl/leychile/navegar?idNorma=1100326
Resolution No. 70 - Labeling for Clothes Washers | This protocol provides specifications for certifying efficiency of clothes washers for domestic use, with or without heating devices, operating with cold or hot water. | Chile | Washing Machines | Mandatory | Comparative Label | Entered into force, New | 2015 |  | September 2022 | Electricity | SEC PE Nº1/06/2 / UNIT 1171:2010 / UNIT 1171:2010 / IRAM 2141-3 (2010) | Ministry of Energy | Energy Efficiency | https://cprc-clasp.ngo/index.php/policies/resolution-no-70-labeling-clothes-washers | https://www.bcn.cl/leychile/navegar?idNorma=1073368
Resolution No. 71 - Labeling for Tungsten Halogen Lamps | This protocol provides specifications for energy efficiency labeling for tungsten halogen lamps. | Chile | Non-Directional lamps | Mandatory | Comparative Label | Entered into force, New | 2011 | 2015 | September 2022 | Electricity | IEC 60357:2002-11 / IEC 60357 Amend. 1:2006-04 / IEC 60357 Amend. 2:2008-10 | Ministry of Energy | Energy Efficiency | https://cprc-clasp.ngo/index.php/policies/resolution-no-71-labeling-tungsten-halogen-lamps | https://www.bcn.cl/leychile/navegar?idNorma=1073369
Resolution No. 74 - Minimum Efficiency Standard for Domestic Refrigerators | This policy covers the minimum energy performance standard (MEPS) for domestic refrigerators. | Chile | Refrigerators-Freezers | Mandatory | Minimum Performance Standard | Entered into force, New | 2015 |  | September 2022 | Electricity | NCh3000.Of2006 | Ministry of Energy | Energy Efficiency | https://cprc-clasp.ngo/index.php/policies/resolution-no-74-minimum-efficiency-standard-domestic-refrigerators | https://www.bcn.cl/leychile/navegar?i=1073371&f=2015-01-10&p=
Resolution No. 8 - Labeling for Dishwashers | This policy specifies labeling requirements for electric dishwashers. | Chile | Dishwashers | Mandatory | Comparative Label | Entered into force, New | 2017 |  | September 2022 | Electricity | IEC 60436:2012-04 | Ministry of Energy | Energy Efficiency | https://cprc-clasp.ngo/index.php/policies/resolution-no-8-labeling-dishwashers | https://www.bcn.cl/leychile/navegar?idNorma=1100327
Resolution No.114: ductless, split type air conditioners with variable refrigerant flow | This regulation applies to ductless, split type air conditioners with variable refrigerant flow. | Panama | Room ACs - Stationary ACs | Mandatory | Comparative Label, Minimum Performance Standard | Entered into force, New | 2019 |  | October 2019 | Electricity | DGNTI-COPANIT 104:2017 | National Energy Secretariat of Panama | Energy Efficiency | https://cprc-clasp.ngo/index.php/policies/resolution-no114-ductless-split-type-air-conditioners-variable-refrigerant-flow | https://www.gma.trade/single-post/2019/01/24/New-Requirements-for-Air-Conditioners-Came-Into-Force-in-Panama
Resolution No.115: ductless split type air conditioners | This regulation applies to ductless split type air conditioners. | Panama | Room ACs - Stationary ACs | Mandatory | Comparative Label, Minimum Performance Standard | Entered into force, New | 2019 |  | October 2019 | Electricity | DGNTI-COPANIT 103:2017 | National Energy Secretariat of Panama | Energy Efficiency | https://cprc-clasp.ngo/index.php/policies/resolution-no115-ductless-split-type-air-conditioners | https://www.gma.trade/single-post/2019/01/24/New-Requirements-for-Air-Conditioners-Came-Into-Force-in-Panama
Resolution No.116: room-type air conditioners | This regulation applies to room-type air conditioners. | Panama | Room ACs - Stationary ACs | Mandatory | Comparative Label, Minimum Performance Standard | Entered into force, New | 2019 |  | October 2019 | Electricity | DGNTI-COPANIT 102:2017 | National Energy Secretariat of Panama | Energy Efficiency | https://cprc-clasp.ngo/index.php/policies/resolution-no116-room-type-air-conditioners | https://www.gma.trade/single-post/2019/01/24/New-Requirements-for-Air-Conditioners-Came-Into-Force-in-Panama
Resolution No.117: central, packaged and split air conditioners | This regulation applies to central, packaged and split air conditioners. | Panama | Room ACs - Stationary ACs | Mandatory | Comparative Label, Minimum Performance Standard | Entered into force, New | 2019 |  | October 2019 | Electricity | DGNTI-COPANIT 101:2017 | National Energy Secretariat of Panama | Energy Efficiency | https://cprc-clasp.ngo/index.php/policies/resolution-no117-central-packaged-and-split-air-conditioners | https://www.gma.trade/single-post/2019/01/24/New-Requirements-for-Air-Conditioners-Came-Into-Force-in-Panama
Resolution No.31: refrigerators, freezers, refrigerator-freezers | This regulation applies to domestic refrigerators, refrigerator-freezers up to 1104 dm3 (39ft3) and domestic freezers up to 850 dm3 (30ft3) operated by hermetic motor compressors. It also applies to refrigerators and freezers within the scope of the Technical Standard DGNTI-COPANIT 511:2017. Commercial vertical or horizontal freezers are excluded from this regulation. | Panama | Refrigerators-Freezers, Freezers-only | Mandatory | Comparative Label, Minimum Performance Standard | Entered into force, New | 2019 |  | October 2019 | Electricity | DGNTI-COPANIT 511:2017 | National Energy Secretariat of Panama | Energy Efficiency | https://cprc-clasp.ngo/index.php/policies/resolution-no31-refrigerators-freezers-refrigerator-freezers | https://www.tuvsud.com/en-us/e-ssentials-newsletter/consumer-products-and-retail-essentials/e-ssentials-13-2019/panama-refrigerators-and-freezers-energy-efficiency-and-labelling-requirements-in-force
Resolution SE No 814¦2013 | This Document contains Energy efficiency labeling and standards for air conditioners | Argentina | Room ACs - Stationary ACs | Mandatory | Comparative Label, Minimum Performance Standard | Entered into force, New | 2014 |  | August 2019 | Electricity |  | Secretaria de Energia (Secretary of Energy) | Energy Efficiency | https://cprc-clasp.ngo/index.php/policies/resolution-se-no-8142013 | http://www.energia.gov.ar/contenidos/verpagina.php?idpagina=3446
RTE INEN 035 /2009 RTE INEN 009/2005 | Refrigerators | Ecuador | Refrigerators-Freezers | Mandatory | Comparative Label, Minimum Performance Standard | Entered into force, New | 2015 |  | October 2019 | Electricity |  | Ministry of Electricity and Renewable Energy and Ecuadorian Standardization Ser… | Energy Efficiency | https://cprc-clasp.ngo/index.php/policies/rte-inen-035-2009-rte-inen-0092005 | https://united4efficiency.org/wp-content/uploads/2015/05/Report_english-version_final-version_05122014.pdf----https://united4efficiency.org/wp-content/uploads/2015/11/U4E_Policy-Assessment_ECU.pdf
RTE INEN 035¦2009; RTE INEN 009¦2005 | Information not available | Ecuador | Refrigerators-Freezers, Freezers-only | Mandatory | Minimum Performance Standard | Entered into force, New | 2015 |  | October 2019 | Electricity |  | Ministry of Electricity and Renewable Energy and Ecuadorian Standardization Ser… | Energy Efficiency | https://cprc-clasp.ngo/index.php/policies/rte-inen-0352009-rte-inen-0092005 | https://united4efficiency.org/wp-content/uploads/2015/11/U4E_Policy-Assessment_ECU.pdf
RTE INEN 072 | Room Air Conditioners | Ecuador | Room ACs - Stationary ACs | Mandatory | Comparative Label, Minimum Performance Standard | Entered into force, New | 2014 |  | October 2019 | Electricity |  | Ministry of Electricity and Renewable Energy and Ecuadorian Standardization Ser… | Energy Efficiency | https://cprc-clasp.ngo/index.php/policies/rte-inen-072 | https://united4efficiency.org/wp-content/uploads/2015/11/U4E_Policy-Assessment_ECU.pdf----https://united4efficiency.org/wp-content/uploads/2015/05/Report_english-version_final-version_05122014.pdf
RTE INEN 072 | Information not available | Ecuador | Room ACs - Stationary ACs | Mandatory | Comparative Label, Minimum Performance Standard | Entered into force, New | 2014 |  | October 2019 | Electricity |  | Ministry of Electricity and Renewable Energy and Ecuadorian Standardization Ser… | Energy Efficiency | https://cprc-clasp.ngo/index.php/policies/rte-inen-072-0 | https://united4efficiency.org/wp-content/uploads/2015/11/U4E_Policy-Assessment_ECU.pdf
RTS 23.01.01:15 Energy efficiency. Central, packaged, split air conditioners. Limits, test methods and labelling requirements | This standard specifies the MEPS (in SEER) and labeling requirements for central, packaged, and split air conditioners, operated with electric power with frequency of 60 Hz and having cooling capacities from 8,800W to 19,050W. It does not apply to inverters. | El Salvador | Room ACs - Stationary ACs, Central ACs | Mandatory | Comparative Label, Minimum Performance Standard | Entered into force, New | 2019 |  | October 2019 | Electricity |  | National Energy Council | Energy Efficiency | https://cprc-clasp.ngo/index.php/policies/rts-23010115-energy-efficiency-central-packaged-split-air-conditioners-limits-test-methods | http://www.osartec.gob.sv/index.php?option=com_jdownloads&Itemid=0&view=finish&cid=1398&catid=4
RTS 23.01.02:15 Energy efficiency. Room air-conditioners. Limits, test methods and labelling requirements | This standard specifies the MEPS (in SEER) and labeling requirements for room air conditioners, with or without a heat pump, with air-cooled condensers and cooling capacities of up to 10,600W. | El Salvador | Room ACs - Stationary ACs | Mandatory | Comparative Label, Minimum Performance Standard | Entered into force, New | 2019 |  | October 2019 | Electricity |  | National Energy Council | Energy Efficiency | https://cprc-clasp.ngo/index.php/policies/rts-23010215-energy-efficiency-room-air-conditioners-limits-test-methods-and-labelling | http://www.osartec.gob.sv/index.php?option=com_jdownloads&Itemid=0&view=finish&cid=1400&catid=4
RTS 23.01.03:15 Energy efficiency. Split, free-flow, ductless air-conditioners. Limits, test methods and labelling requirements | This standard specifies the MEPS (in SEER) and labeling requirements for split, free-flow, ductless air-conditioners (known as mini-split and multi-split air-conditioners), whether single-cycle (cooling only) or reverse-cycle (heat pump), with air-cooled condensers. | El Salvador | Room ACs - Stationary ACs | Mandatory | Comparative Label, Minimum Performance Standard | Entered into force, New | 2019 |  | October 2019 | Electricity |  | National Energy Council | Energy Efficiency | https://cprc-clasp.ngo/index.php/policies/rts-23010315-energy-efficiency-split-free-flow-ductless-air-conditioners-limits-test | http://www.osartec.gob.sv/index.php?option=com_jdownloads&Itemid=0&view=finish&cid=1397&catid=4
RTS 97.01.01:15 Energy efficiency. Household refrigerators and freezers. Limits, test methods and labelling requirements | This standard specifies the MEPS and labeling requirements for household refrigerators, refrigerators-freezers | El Salvador | Refrigerators-Freezers, Freezers-only | Mandatory | Comparative Label, Minimum Performance Standard | Entered into force, New | 2019 |  | October 2019 | Electricity |  | National Energy Council | Energy Efficiency | https://cprc-clasp.ngo/index.php/policies/rts-97010115-energy-efficiency-household-refrigerators-and-freezers-limits-test-methods | http://www.osartec.gob.sv/index.php?option=com_jdownloads&Itemid=0&view=finish&cid=1395&catid=4
RTS 97.02.01:15 Energy efficiency. Self-contained commericial refrigeration equipment. Limits, test methods and labelling requirements | This standard specifies the MEPS and labeling requirements for commercial self-contained refrigeration appliances (freezers, coolers, display cabinets, ice bag conservators). | El Salvador | Refrigerated Cabinets, Freezers-only | Mandatory | Comparative Label, Minimum Performance Standard | Entered into force, New | 2019 |  | October 2019 | Electricity |  | National Energy Council | Energy Efficiency | https://cprc-clasp.ngo/index.php/policies/rts-97020115-energy-efficiency-self-contained-commericial-refrigeration-equipment-limits | http://www.osartec.gob.sv/index.php?option=com_jdownloads&Itemid=0&view=finish&cid=1396&catid=4
RTS 29.01.01:15: Energy efficiency. Three-phase squirrel-cage AC induction motors with a rated output of 0.746 to 373 kW. Limits, test methods and labelling requirements | This standard specifies the MEPS and labeling requirements for open- and closed-loop three-phase squirrel-cage electric AC induction motors with a rated output of 0.746 kW to 373 kW. | El Salvador | 3-Phase Motors | Mandatory | Comparative Label, Minimum Performance Standard | Entered into force, New | 2019 |  | October 2019 | Electricity |  | National Energy Council | Energy Efficiency | https://cprc-clasp.ngo/index.php/policies/rts-29010115-energy-efficiency-three-phase-squirrel-cage-ac-induction-motors-rated-output | https://osartec.gob.sv/?p=5614
Samoa Energy Efficiency (Approved Energy Using Products Standards) Regulations 2018 | This regulation specifies the MEPS, labeling requirements, and test methods for: 1) Non-ducted air conditioners including single phase and 3-phase up to 65kW rated cooling capacity, including air-source heat pumps but not water-source heat pumps, and 2) Household refrigerating appliances which operate using the vapour compression cycle and use mains electricity (230¦240 Volts at 50Hz) as the primary power source. | Samoa* | Non-Directional lamps, Fluorescent and HID Lighting, Room ACs - Stationary ACs, Central ACs, Refrigerators-Freezers, Freezers-only | Mandatory | Comparative Label | Entered into force, New | 2018 |  | November 2020 | Electricity |  | Samoa Ministry of Finance | Energy Efficiency | https://cprc-clasp.ngo/index.php/policies/samoa-energy-efficiency-approved-energy-using-products-standards-regulations-2018 | https://www.mof.gov.ws/samoa-energy-efficiency/
SASO 2874:2016 MEPS for large air conditioners | This standard specifies the MEPS and testing requirements for electrically operated air conditioners, condensing units, chillers, absorption chillers, electrically operated variable refrigerant flow (VRF) air conditioners, close control air conditioners and condensing units serving computer rooms. | Kingdom of Saudi Arabia | Room ACs - Stationary ACs, Chillers - Cooler Towers | Mandatory | Minimum Performance Standard | Entered into force, New | 2016 |  | November 2019 | Electricity |  | Saudi Standard, Metrology and Quality Organization | Energy Efficiency | https://cprc-clasp.ngo/index.php/policies/saso-28742016-meps-large-air-conditioners | https://www.intertek.com.cn/Uploadfile/File/SASO-2874_2016.pdf
SASO IEC 60034-30:2013 | This part of IEC 60034 specifies efficiency classes for single-speed; three-phase; 50 Hz and 60 Hz cage-induction motors | Kingdom of Saudi Arabia | 3-Phase Motors | Mandatory | Minimum Performance Standard | Entered into force, New | 2016 |  | January 2016 | Electricity | SASO IEC 60034-2-1 | Saudi Standard, Metrology and Quality Organization | Energy Efficiency | https://cprc-clasp.ngo/index.php/policies/saso-iec-60034-302013 | http://www.saso.gov.sa/en/mediacenter/events/Pages/saso_events_127.aspx
Senegalese quality standard for pico-solar products and SHS kits | Standalone off-grid solar products (pico-PV and SHS kits) up to 350 Wp. Products meeting this standard qualify for VAT exemption; Upon adoption of the standard, all products must meet mandatory requirements. | Senegal | Solar Energy Kits | Mandatory | Quality Standard | Entered into force, New | 2021 |  | March 2022 | Solar | IEC TS 62257-9-5 | Senegal Standards Association (ASN) | Energy Efficiency, Off-Grid | https://cprc-clasp.ngo/index.php/policies/senegalese-quality-standard-pico-solar-products-and-shs-kits | https://www.iec.ch/ords/f?p=103:36:714836314153512::::FSP_ORG_ID,FSP_LANG_ID:1113,25
SI 60350 - Part 1: Ranges, ovens, steam ovens and grills - Methods for measuring Performance | Israeli Standard which covers household electric cooking appliances - ovens | Israel | Ovens, Microwaves | Mandatory | Minimum Performance Standard | Entered into force, New | 2016 |  | October 2022 | Electricity |  | Standards Institute of Israel (SII) | Energy Efficiency | https://cprc-clasp.ngo/index.php/policies/si-60350-part-1-ranges-ovens-steam-ovens-and-grills-methods-measuring-performance | https://www.sii.org.il/en/standards-search
SI 60968 | Self-ballasted lamps for general lighting services | Israel | Tubular Lamps | Mandatory | Comparative Label | Entered into force, New | 2014 |  | October 2022 | Electricity |  | Ministry of Energy and Water Resources | Energy Efficiency | https://cprc-clasp.ngo/index.php/policies/si-60968 | https://portal.sii.org.il/heb/standardization/teken/?tid=f176cda1-c392-4f0e-8c7d-e062df37c908
SI 994-1 AIR CONDITIONERS AND PERFORMANCE REQUIREMENTS (being revised) / ENERGY SOURCES REGULATIONS (ENERGY EFFICIENCY, ENERGY MARKINGS AND ENERGY RATINGS OF AIR CONDITIONERS) 5765-2004 | Single and Multi Split. Both window type and split type AC. Window type AC is comprised of one unit, intended to be installed at a window or on a wall, or a mobile air conditioner whereby the air dispersed from it faces directly toward the air-conditioned area or heated area. Split type AC is comprised of two or more units whereby at least one unit is located outside the air-conditioned area and the air dispersion is facing directly to the air-conditioned area or heated area. | Israel | Room ACs - Stationary ACs, Central ACs | Mandatory | Comparative Label, Minimum Performance Standard | Entered into force, New | 2004 |  | October 2022 | Electricity |  | Ministry of National Infrastructures, Energy and Water Resources | Energy Efficiency | https://cprc-clasp.ngo/index.php/policies/si-994-1-air-conditioners-and-performance-requirements-being-revised-energy-sources | https://portal.sii.org.il/heb/standardization/teken/?tid=795df84f-e1df-4f99-8c18-13cd0216e836
SLNS 90: 2011 Energy Efficiency Labelling – Labelling of Incandescent Lamps | This National Standard specifies the method of energy efficiency classification ofincandescent lamps used for domestic and similar purposes, the test methods and the features of the energy efficiency label. | Saint Lucia | Non-Directional lamps | Mandatory | Comparative Label, Minimum Performance Standard | Entered into force, New | 2011 |  | November 2019 | Electricity |  | Saint Lucia Bureau of Standards | Energy Efficiency | https://cprc-clasp.ngo/index.php/policies/slns-90-2011-energy-efficiency-labelling-labelling-incandescent-lamps | https://www.slbs.org/product/slns-90-2011/
SLNS 91: 2011 Energy Efficiency Labelling – Labelling of Fluorescent Tubular and Compact Lamps | This National Standard specifies the method of energy efficiency classification of fluorescent lamps used for domestic and similar purposes, the test methods and the features of the energy efficiency label. This National Standard is applicable to tubular, circular and compact fluorescent lamps using both integrated and non-integrated electromagnetic or electronic ballasts, with the following specifications: | Saint Lucia | Tubular Lamps, Non-Directional lamps | Mandatory | Minimum Performance Standard | Entered into force, New | 2011 |  | November 2020 | Electricity |  | Saint Lucia Bureau of Standards | Energy Efficiency | https://cprc-clasp.ngo/index.php/policies/slns-91-2011-energy-efficiency-labelling-labelling-fluorescent-tubular-and-compact-lamps | https://www.slbs.org/product/slns-91-2011/
SLNS 93: 2015 Specification for energy efficiency labelling of Air Conditioners | This National Standard specifies the method of classification of energy efficiency for aircondition units used for domestic and similar purposes. | Saint Lucia | Room ACs - Stationary ACs | Mandatory | Minimum Performance Standard | Entered into force, New | 2016 |  | November 2020 | Electricity |  | Saint Lucia Bureau of Standards | Energy Efficiency | https://cprc-clasp.ngo/index.php/policies/slns-93-2015-specification-energy-efficiency-labelling-air-conditioners | https://www.slbs.org/product/slns-93-2015/
SLNS 94: 2016 Energy Efficiency Labelling – Refrigerators | This national standard specifies the method of energy efficiency classification of refrigeratorsused for domestic and similar purposes, the test methods and the features of the energy efficiency label. | Saint Lucia | Refrigerators-Freezers, Freezers-only | Mandatory | Minimum Performance Standard | Entered into force, New | 2016 |  | November 2019 | Electricity |  | Saint Lucia Bureau of Standards | Energy Efficiency | https://cprc-clasp.ngo/index.php/policies/slns-94-2016-energy-efficiency-labelling-refrigerators | https://dev.slbs.org/2018/10/15/national-54/
SLS 1200 Energy efficiency rating for fluorescent lamp ballasts | SLS 1200 Energy efficiency rating for fluorescent lamp ballasts | Sri Lanka | Fluorescent and HID Lighting | Mandatory | Comparative Label, Minimum Performance Standard | Entered into force, New | 2012 |  | February 2021 | Electricity | SLS 1200:2012 | Sri Lanka Sustainable Energy Authority | Energy Efficiency | https://cprc-clasp.ngo/index.php/policies/sls-1200-energy-efficiency-rating-fluorescent-lamp-ballasts | https://www.slsi.lk/index.php?option=com_slstandards&view=standard&tmpl=component&sri_lankan_standard_id=1711&lang=en
SLS 1586 Energy efficiency rating for single split type room air conditioners | SLS 1586 Energy efficiency rating for single split type room air conditioners | Sri Lanka | Room ACs - Stationary ACs | Mandatory | Comparative Label, Minimum Performance Standard | Entered into force, New | 2018 |  | February 2021 | Electricity |  | Sri Lanka Sustainable Energy Authority | Energy Efficiency | https://cprc-clasp.ngo/index.php/policies/sls-1586-energy-efficiency-rating-single-split-type-room-air-conditioners | https://www.slsi.lk/index.php?option=com_slstandards&view=standard&tmpl=component&sri_lankan_standard_id=2440&lang=en
SLS 1600 Energy efficiency rating for electric ceiling fans with regulators | Ceiling fans | Sri Lanka | Ceiling Fans | Mandatory | Comparative Label, Minimum Performance Standard | Entered into force, New | 2011 |  | February 2021 | Electricity | SLS 1600:2009 | Sri Lanka Sustainable Energy Authority | Energy Efficiency | https://cprc-clasp.ngo/index.php/policies/sls-1600-energy-efficiency-rating-electric-ceiling-fans-regulators | http://www.energy.gov.lk/en/energy-management/introducing-standards
SLS 1625 : 2013 | Sri Lanka Standard Energy Efficiency Rating for Double Capped Tubular Fluorescent Lamps | Sri Lanka | Tubular Lamps | Mandatory | Comparative Label, Minimum Performance Standard | Entered into force, New | 2016 |  | January 2022 | Electricity |  | Sri Lanka Sustainable Energy Authority | Energy Efficiency | https://cprc-clasp.ngo/index.php/policies/sls-1625-2013 | http://www.energy.gov.lk/images/energy-management/regulations-lfl-and-ballasts.pdf
SLS 1690 Minimum Energy Performance for Household Refrigerators | The following computers can be licensed. | Sri Lanka | Refrigerators-Freezers | Mandatory | Comparative Label, Minimum Performance Standard | Entered into force, New | 2020 |  | February 2021 | Electricity | IEC 62552, MS 2595:2014, IS 1476 (Part 1): 2000 | Sri Lanka Sustainable Energy Authority | Energy Efficiency | https://cprc-clasp.ngo/index.php/policies/sls-1690-minimum-energy-performance-household-refrigerators | https://www.slsi.lk/index.php?option=com_slstandards&view=search_standards&Itemid=436&lang=en
SRO 604(I)/2019 Import Policy on Solar Equipment | Solar PV panels, inverters, charge controllers, junction boxes, cables and standalone solar products including solar kits, solar water pumps, solar water heaters and solar cookers. No policy link available. | Pakistan | Solar Inverters, Solar Stoves, Solar Water Pumps, Solar Energy Kits | Mandatory | Minimum Performance Standard | Entered into force, New | 2019 |  | October 2019 | Solar |  | National Energy Efficiency and Conservation Authority (NEECA) | Energy Efficiency, Off-Grid, Productive Use | https://cprc-clasp.ngo/index.php/policies/sro-604i2019-import-policy-solar-equipment | https://www.commerce.gov.pk/wp-content/uploads/2019/06/SRO-604.pdf
Standard NOM-003-ENER-2011 - Domestic and Commercial Water Heaters | This policy covers labeling and minimum efficiency requirements for domestic and commercial water heaters which use LPG or natural gas with a heat load | Mexico | Instantaneous Water Heaters, Storage Water Heaters | Mandatory | Comparative Label, Minimum Performance Standard | Entered into force, New | 2011 |  | September 2022 | Gas | NOM-003-ENER-2011 | Comision Nacional para el Uso Eficiente de la Energia (CONUEE, National Commiss… | Energy Efficiency | https://cprc-clasp.ngo/index.php/policies/standard-nom-003-ener-2011-domestic-and-commercial-water-heaters | http://www.dof.gob.mx/normasOficiales/4458/sener/sener.htm
Standard NOM-015-ENER-2012 - Domestic Refrigerators and Freezers | This policy covers labeling and minimum efficiency requirements for electric household refrigerators and freezers. | Mexico | Refrigerators-Freezers, Freezers-only | Mandatory | Comparative Label, Minimum Performance Standard | Entered into force, New | 2012 |  | September 2022 | Electricity | NOM-15-ENER-2012 | Comision Nacional para el Uso Eficiente de la Energia (CONUEE, National Commiss… | Energy Efficiency | https://cprc-clasp.ngo/index.php/policies/standard-nom-015-ener-2012-domestic-refrigerators-and-freezers | http://dof.gob.mx/nota_detalle.php?codigo=5234117&fecha=16/02/2012
Standard NOM-025-ENER-2013 - Domestic Gas Cooking Appliances | This policy covers labeling and minimum efficiency requirements for household gas cooking appliances. | Mexico | Ovens, Cooktops or Hobs | Mandatory | Comparative Label, Minimum Performance Standard | Entered into force, New | 2013 |  | December 2023 | Gas | NOM-010-SESH-2012 | Comision Nacional para el Uso Eficiente de la Energia (CONUEE, National Commiss… | Energy Efficiency | https://cprc-clasp.ngo/index.php/policies/standard-nom-025-ener-2013-domestic-gas-cooking-appliances | http://www.dof.gob.mx/nota_detalle.php?codigo=5302707&fecha=17/06/2013
Standard NOM-031-ENER-2012 - LED Street Lighting | This Official Mexican Standard establishes the luminous efficacy specifications for luminaires with light emitting diodes (LEDs), destined for roads and public outdoor areas, as well as the applicable test methods to verify said specifications. | Mexico | Streetlighting | Mandatory | Minimum Performance Standard | Entered into force, New | 2012 |  | September 2022 | Electricity | NOM-008-SCFI-2002 / NOM-024-SCFI-1998 / NMX-J-507/2-ANCE-2010 / NMX-J-550/4-5-ANCE-2006 | Comision Nacional para el Uso Eficiente de la Energia (CONUEE, National Commiss… | Energy Efficiency | https://cprc-clasp.ngo/index.php/policies/standard-nom-031-ener-2012-led-street-lighting | http://dof.gob.mx/nota_detalle.php?codigo=5276652&fecha=06/11/2012
Standard NOM-032-ENER-2013 - Electrical Equipment in Standby Mode | This policy covers labeling and minimum efficiency requirements for various appliances and equipment in standby mode. | Mexico | Stand-by and networked devices | Mandatory | Comparative Label, Minimum Performance Standard | Entered into force, New | 2014 |  | September 2022 | Electricity | NOM-008-SCFI-2002 / NOM-024-SCFI-1998 | Comision Nacional para el Uso Eficiente de la Energia (CONUEE, National Commiss… | Energy Efficiency | https://cprc-clasp.ngo/index.php/policies/standard-nom-032-ener-2013-electrical-equipment-standby-mode | http://www.dof.gob.mx/nota_detalle.php?codigo=5330530&fecha=23/01/2014
Supreme Decree No. 004-2016-EM - Measures for the efficient use of energy | This policy establishes the guidelines and / or technical specifications of the most efficient technologies for energy equipment for the following: lamps, ballasts for fluorescent lamps, refrigeration appliances, boilers, asynchronous three-phase electric motors or induction with squirrel cage rotor, washing machines, dryers of household drum, air conditioners, and water heaters. | Peru | Clothes Dryers, Washer and Dryers, Washing Machines, Fluorescent and HID Lighting, 3-Phase Motors, Boilers and Furnaces, Instantaneous Water Heaters, Storage Water Heaters | Mandatory | Minimum Performance Standard | Entered into force, New | 2016 |  | October 2022 | Electricity |  | Ministry of Energy and Mines (MINEM) | Energy Efficiency | https://cprc-clasp.ngo/index.php/policies/supreme-decree-no-004-2016-em-measures-efficient-use-energy | http://busquedas.elperuano.com.pe/normaslegales/decreto-supremo-que-aprueba-medidas-para-el-uso-eficiente-de-decreto-supremo-n-004-2016-em-1344833-2/
Supreme Decree No. 009-2017-EM Technical Regulation on the Labeling of Energy Efficiency to Energy Products. | This decree specifies labeling requirements for lamps for domestic use, ballasts for fluorescent lamps, refrigeration appliances, boilers, electric motors, clothes washers, drum dryers, air conditioning equipment, calculation method for air conditioners, gas and electric storage water heaters, and gas and electric instantaneous water heaters. | Peru | Clothes Dryers, Washer and Dryers, Washing Machines, Tubular Lamps, Non-Directional lamps, Directional Lamps, Fluorescent and HID Lighting, Boilers and Furnaces, Room ACs - Stationary ACs, Instantaneous Water Heaters, Storage Water Heaters, Wine Chillers, Refrigerators-Freezers, Freezers-only | Mandatory | Comparative Label | Entered into force, New | 2017 |  | October 2022 | Electricity, Gas |  | Ministry of Energy and Mines (MINEM) | Energy Efficiency, Industrial Sector | https://cprc-clasp.ngo/index.php/policies/supreme-decree-no-009-2017-em-technical-regulation-labeling-energy-efficiency-energy | http://www.minem.gob.pe/_legislacionM.php?idSector=12&idLegislacion=11301Panama
TCVN 10289:2014 Commercial refrigerated cabinets - energy efficiency | This document specifies the MEPS and test methods for commercial refrigerated cabinets. | Vietnam* | Refrigerated Cabinets | Mandatory | Minimum Performance Standard | Entered into force, New | 2014 |  | January 2024 | Electricity | TCVN 10290:2014 | Ministry of Industry and Trade (MOIT) | Energy Efficiency | https://cprc-clasp.ngo/index.php/policies/tcvn-102892014-commercial-refrigerated-cabinets-energy-efficiency | https://vanbanphapluat.co/tcvn-10289-2014-tu-giu-lanh-thuong-mai-hieu-suat-nang-luong
TCVN 11844:2017 LED lamps - energy efficiency and test methods | This document specifies the MEPS and test methods for LED lamps. | Vietnam* | Directional Lamps | Mandatory | Minimum Performance Standard | Entered into force, New | 2017 |  | August 2019 | Electricity |  | Ministry of Industry and Trade (MOIT) | Energy Efficiency | https://cprc-clasp.ngo/index.php/policies/tcvn-118442017-led-lamps-energy-efficiency-and-test-methods | https://vanbanphapluat.co/tcvn-11844-2017-den-led-hieu-suat-nang-luong#van-ban-goc
TCVN 12666:2019 LED Road and Street Lighting Luminaires – Energy Efficiency | This standard specifies the energy efficiency levels for LED street and road lighting lamps with a power rating greater than or equal to 20 W, including those with separate power control gear. | Vietnam* | Streetlighting | Mandatory | Minimum Performance Standard | Entered into force, New | 2019 |  | August 2025 | Electricity |  | Ministry of Industry and Trade (MOIT) | Energy Efficiency | https://cprc-clasp.ngo/index.php/policies/tcvn-126662019-led-road-and-street-lighting-luminaires-energy-efficiency | https://tieuchuan.vsqi.gov.vn/tieuchuan/view?sohieu=TCVN+12666%3A2019
TCVN 13372:2021 Energy Efficiency for induction hobs | This standard standard specifies the minimum energy efficiency level and the method for determining the energy consumption of an induction cooker. This policy applies to All types of induction cookers with built-in other types of cooking zones such as radiant cooking zones. It will enter into force on 1 January 2025. | Vietnam* | Induction Cookstoves or Hobs | Mandatory | Minimum Performance Standard | New | 2021 |  | January 2024 | Electricity |  | Ministry of Industry and Trade (MOIT) | Energy Efficiency | https://cprc-clasp.ngo/index.php/policies/tcvn-133722021-energy-efficiency-induction-hobs | https://tieuchuan.vsqi.gov.vn/tieuchuan/view?sohieu=TCVN+13372%3A2021
TCVN 13373:2021 - Infrared cookers | This standard specifies minimum energy efficiency levels and methods for determining energy consumption for infrared cookers/hobs. This standard applies to infrared cookers that integrate other types of cooking zones such as induction cooking zones. This policy will enter into force on 1 April 2025. | Vietnam* | Induction Cookstoves or Hobs, Cooktops or Hobs | Mandatory | Minimum Performance Standard | New | 2021 |  | January 2024 | Electricity |  | Ministry of Industry and Trade (MOIT) | Energy Efficiency | https://cprc-clasp.ngo/index.php/policies/tcvn-133732021-infrared-cookers | https://thuvienphapluat.vn/TCVN/Dien-dien-tu/TCVN-13373-2021-Bep-hong-ngoai-Hieu-suat-nang-luong-920208.aspx
TCVN 7830:2021: Energy Efficiency Standard for Non-Ducted Air Conditioners | This standard established MEPS for stand-alone and split-type non-ducted air conditioners with: → Hermetic compressors → Air cooling or naturally cooling condensers → Constant speed type or variable frequency types → And a rated cooling capacity that deoes not exceed 12000w (41000 BTU/h) The policy will enter into force in 2025. This policy does not apply to the following products: → Water cooling condenser type air conditioners → Duct type air conditioners (VRV, VRF, multi air conditioner) → Portable air conditioners → Cassette air conditioners → Stand-Floor air conditioners → Air conditioners with three-phase power supply | Vietnam* | Room ACs - Stationary ACs | Mandatory | Minimum Performance Standard | New | 2021 |  | January 2024 | Electricity |  | Ministry of Industry and Trade (MOIT) | Energy Efficiency | https://cprc-clasp.ngo/index.php/policies/tcvn-78302021-energy-efficiency-standard-non-ducted-air-conditioners | https://static.luatvietnam.vn/xem-noi-dung-file-tieu-chuan-tcvn-78302021-may-dieu-hoa-khong-khi-ong-gio-hieu-suat-nang-luong-253650-d3/uploaded/VIETLAWFILE/2023/5/TCVN_7830_2021_TCDLCL_290523085326.pdf.aspx
TCVN 8251:2009 Solar water heaters - energy efficiency and test methods | This document specifies the minimum thermal absorber efficiency and test methods for solar water heaters. | Vietnam* | Storage Water Heaters | Mandatory | Minimum Performance Standard | Entered into force, New | 2009 |  | August 2019 | Solar |  | Ministry of Industry and Trade (MOIT) | Energy Efficiency | https://cprc-clasp.ngo/index.php/policies/tcvn-82512009-solar-water-heaters-energy-efficiency-and-test-methods | https://vanbanphapluat.co/tcvn-8251-2009-thiet-bi-dun-nuoc-nong-bang-nang-luong-mat-troi
TCVN 9510:2012 Copiers - energy efficiency | This document specifies the MEPS and test methods for copiers. | Vietnam* | Imaging Equipment | Mandatory | Minimum Performance Standard | Entered into force, New | 2012 |  | January 2024 | Electricity | IEC 62301:2011 | Ministry of Industry and Trade (MOIT) | Energy Efficiency | https://cprc-clasp.ngo/index.php/policies/tcvn-95102012-copiers-energy-efficiency | https://vanbanphapluat.co/tcvn-9510-2012-may-photocopy-hieu-suat-nang-luong
TCVN 9536:2012: Televisions | This policy defines minimum energy performance standards for televisions. | Vietnam* | Televisions | Mandatory | Minimum Performance Standard | Entered into force, New | 2012 |  | January 2024 | Electricity |  | Ministry of Industry and Trade (MOIT) | Energy Efficiency | https://cprc-clasp.ngo/index.php/policies/tcvn-95362012-televisions | https://vanbanphapluat.co/tcvn-9537-2012-may-thu-hinh-xac-dinh-hieu-suat-nang-luong
TCVN 9981:2020 - VRF/VRV air conditioners | This policy specifies the method for determining the performance and energy efficiency of outdoor assemblies (outdoor units) for VRF/VRV air conditioners using three-phase power sources. This policy will enter into force on 1 January 2025. | Vietnam* | Air Conditioning | Mandatory | Minimum Performance Standard | New | 2021 |  | January 2024 | Electricity | TCVN 9981:2020 , ISO 15042:2017 | Ministry of Industry and Trade (MOIT) | Energy Efficiency, Industrial Sector | https://cprc-clasp.ngo/index.php/policies/tcvn-99812020-vrfvrv-air-conditioners | https://thuvienphapluat.vn/TCVN/Dien-dien-tu/TCVN-13256-2021-May-dieu-hoa-khong-khi-VRF-VRV-Hieu-suat-nang-luong-920245.aspx
Technical Regulation RTE INEN 036: Energy Efficiency, Compact Fluorescent Lamps, Energy Performance Ranges and Labelling | Information not available | Ecuador | Non-Directional lamps | Mandatory | Comparative Label, Minimum Performance Standard | Entered into force, New | 2010 |  | October 2019 | Electricity |  | Ministry of Electricity and Renewable Energy and Ecuadorian Standardization Ser… | Energy Efficiency | https://cprc-clasp.ngo/index.php/policies/technical-regulation-rte-inen-036-energy-efficiency-compact-fluorescent-lamps-energy | https://united4efficiency.org/wp-content/uploads/2015/11/U4E_Policy-Assessment_ECU.pdf
The Ecodesign for Energy-Related Products and Energy Information (Household Tumble Dryers) Regulations 2026 | 4.—(1) These Regulations apply to electric mains-operated and gas-fired household tumble dryers including— (a)built-in household tumble dryers, (b)multi-drum household tumble dryers, and (c)electric mains-operated household tumble dryers that can also be powered by batteries. (2) These Regulations do not apply to— (a)household spin-extractors and household washer-dryers, (b)tumble dryers within the scope of the Supply of Machinery (Safety) Regulations 2008(1), and (c)battery-operated household tumble-dryers that can be connected to the electric mains through an AC/DC converter purchased separately. | United Kingdom | Clothes Dryers | Mandatory | Comparative Label, Minimum Performance Standard | Entered into force, New | 2026 |  | July 2026 | Electricity, Gas | BS EN 61121:2013+A12:2025 | Department for Energy Security and Net Zero | Energy Efficiency | https://cprc-clasp.ngo/index.php/policies/ecodesign-energy-related-products-and-energy-information-household-tumble-dryers | https://www.legislation.gov.uk/uksi/2026/318/contents
The Ecodesign for Energy-Related Products and Energy Information (Lighting Products) Regulations 2021 | This regulation applies to light sources placed on the market, with or without integrated control gears, and includes light sources placed on the market in a containing product. | United Kingdom | Non-Directional lamps, Directional Lamps, Lighting Controls | Mandatory | Comparative Label | Entered into force, New | 2021 |  | October 2023 | Electricity |  |  | Energy Efficiency | https://cprc-clasp.ngo/index.php/policies/ecodesign-energy-related-products-and-energy-information-lighting-products-regulations-0 | https://www.legislation.gov.uk/uksi/2021/1095/part/2/chapter/3/made
The Ecodesign for Energy-Related Products and Energy Information (Lighting Products) Regulations 2021 | In these Regulations “light source” means, an electricallyU operated product— (a) intended to emit light; or (b) in the case of a non-incandescent light source, intended to be possibly tuned to emit light; or (c) intended to do both (a) and (b); This Policy is under development by the UK government with public consultation having taken place in 2023. | United Kingdom | Non-Directional lamps, Directional Lamps, Lighting Controls | Mandatory | Minimum Performance Standard | Entered into force, New | 2021 |  | October 2023 | Electricity |  |  | Energy Efficiency | https://cprc-clasp.ngo/index.php/policies/ecodesign-energy-related-products-and-energy-information-lighting-products-regulations | https://www.legislation.gov.uk/uksi/2021/1095/contents/made
The Ecodesign for Energy-Related Products and Energy Information Regulations 2021 (UK regulation): Electronic Displays including Televisions | This policy applies to electronic displays, including televisions, monitors, and digital signage displays. | United Kingdom | Televisions, Projectors, Displays | Mandatory | Minimum Performance Standard | Entered into force, New | 2021 |  | October 2023 | Electricity |  |  | Energy Efficiency | https://cprc-clasp.ngo/index.php/policies/ecodesign-energy-related-products-and-energy-information-regulations-2021-uk-regulation | https://www.legislation.gov.uk/uksi/2021/745/contents/made
The Ecodesign for Energy-Related Products and Energy Information Regulations 2021: Electric Motors and Variable Speed Drives | This Policy applies to: (a) induction electric motors without brushes, commutators, slip rings or electrical connections to the rotor, which are rated for operation on a 50 Hz, 60 Hz or 50/60 Hz sinusoidal voltage and— (i) have two, four, six or eight poles; (ii) have a rated voltage (“UN”) above 50 V and up to and including 1,000 V; (iii) have a rated power output (“PN”) from 0.12 kilowatts (kW) up to and including 1,000 kW; (iv) are rated on the basis of continuous duty operation; and (v) are rated for direct on-line operation; (b) variable speed drives with 3 phase input which: (i) are rated for operating with a motor falling within sub-paragraph (a), within the 0.12 kW-1,000 kW motor rated output range; (ii) have a rated voltage above 100 V and up to and including 1,000 V AC; and (iii) have only one AC voltage output. | United Kingdom | Variable Speed Drives | Mandatory | Minimum Performance Standard | Entered into force, New | 2021 |  | October 2023 | Electricity |  |  | Energy Efficiency, Industrial Sector | https://cprc-clasp.ngo/index.php/policies/ecodesign-energy-related-products-and-energy-information-regulations-2021-electric-motors | https://www.legislation.gov.uk/uksi/2021/745/contents/made
The Ecodesign for Energy-Related Products and Energy Information Regulations 2021: Household Dishwashers | (1) Subject to paragraph (2), this Chapter applies to electric mains-operated household dishwashers, including— (a) built-in dishwashers; and (b) dishwashers that can also be powered by batteries. (2) Nothing in this Chapter applies to— (a) dishwashers in the scope of the Supply of Machinery (Safety) Regulations 2008(1); (b) battery-operated household dishwashers that can be connected to the mains through an AC/DC converter purchased separately. | United Kingdom | Dishwashers | Mandatory | Minimum Performance Standard | Entered into force, New | 2021 |  | October 2023 | Electricity |  |  | Energy Efficiency | https://cprc-clasp.ngo/index.php/policies/ecodesign-energy-related-products-and-energy-information-regulations-2021-household | https://www.legislation.gov.uk/uksi/2021/745/part/2/chapter/3/made
The Ecodesign for Energy-Related Products and Energy Information Regulations 2021: Refrigerating Appliances | This regulation applies to electric mains-operated refrigerating appliances with a total volume of— (a) more than 10 litres; and (b) less than or equal to 1,500 litres. | United Kingdom | Wine Chillers, Refrigerators-Freezers, Freezers-only | Mandatory | Minimum Performance Standard | Entered into force, New | 2021 |  | October 2023 | Electricity |  |  | Energy Efficiency | https://cprc-clasp.ngo/index.php/policies/ecodesign-energy-related-products-and-energy-information-regulations-2021-refrigerating | https://www.legislation.gov.uk/uksi/2021/745/part/2/chapter/5/made
The Ecodesign for Energy-Related Products and Energy Information Regulations 2021: Refrigerating appliances with a direct sales function | This regulation applies to electric mains-operated refrigerating appliances with a direct sales function, including appliances sold for refrigeration of items other than foodstuffs. | United Kingdom | Refrigerated Vending Machines | Mandatory | Minimum Performance Standard | Entered into force, New | 2021 |  | October 2023 | Electricity |  |  | Energy Efficiency, Industrial Sector | https://cprc-clasp.ngo/index.php/policies/ecodesign-energy-related-products-and-energy-information-regulations-2021-refrigerating-0 | https://www.legislation.gov.uk/uksi/2021/745/part/2/chapter/2/made
The Ecodesign for Energy-Related Products and Energy Information Regulations 2021: Washing Machines and Washer-Dryers | Applies to electric mains-operated household washing machines and household washer-dryers, including— (a) built-in washing machines and washer-dryers; and (b) machines that can also be powered by batteries. | United Kingdom | Washer and Dryers, Washing Machines | Mandatory | Minimum Performance Standard | Entered into force, New | 2021 |  | October 2023 | Electricity |  |  | Energy Efficiency | https://cprc-clasp.ngo/index.php/policies/ecodesign-energy-related-products-and-energy-information-regulations-2021-washing-machines | https://www.legislation.gov.uk/uksi/2021/745/part/2/chapter/4/made
The Ecodesign for Energy-Related Products and Energy Information Regulations 2021: Welding Equipment | This regulation applies to welding equipment using one or more of the following welding processes— (a) flux cored arc welding; (b) manual metal arc welding; (c) metal active gas and metal inert gas welding; (d) plasma arc cutting; (e) self-shielded flux-cored welding; (f) shielded metal arc welding; (g) tungsten inert gas welding. | United Kingdom | Other | Mandatory | Minimum Performance Standard | Entered into force, New | 2021 |  | October 2023 | Electricity, Gas |  |  | Energy Efficiency, Industrial Sector | https://cprc-clasp.ngo/index.php/policies/ecodesign-energy-related-products-and-energy-information-regulations-2021-welding | https://www.legislation.gov.uk/uksi/2021/745/contents/made
The Energy Act Appliances Energy Performance and Labelling Regulations,2016 | This act specifies the labeling requirements for non-ducted air conditioners, refrigerating appliances, 3 phase caged induction motors, self ballasted lamps, double capped fluorescent lamps, and ballasts for fluorescent lamps. | Kenya | Non-Directional lamps, Directional Lamps, Lighting Controls, 3-Phase Motors, Room ACs - Stationary ACs, Refrigerators-Freezers | Mandatory | Comparative Label, Minimum Performance Standard | Entered into force, New | 2016 |  | October 2025 | Electricity |  | Energy & Petroleum Regulatory Authority (EPRA) | Energy Efficiency, Industrial Sector | https://cprc-clasp.ngo/index.php/policies/energy-act-appliances-energy-performance-and-labelling-regulations2016 | https://www.epra.go.ke/sites/default/files/Documents/The-Energy-Appliances-Energy-Performance-and-Labelling-Regulations-2016.pdf
TIS 2134-2565 air conditioner for room Energy efficiency | This industrial product standard contains the energy efficiency requirements for room air conditioners with a total cooling capacity that does not exceed 18,000 W and a maximum rated voltage that does not exceed 250 V for air conditioners with single-phase electrical systems and no more than 600 V for air conditioner with multi-phase electrical system. This policy covers air conditioners with air ducts with a total cooling capacity of less than 8,000 W intended to operate at static pressure. | Thailand | Room ACs - Stationary ACs | Mandatory | Minimum Performance Standard | Entered into force, New | 2023 |  | December 2023 | Electricity |  | Thai Industrial Standards Institute | Energy Efficiency | https://cprc-clasp.ngo/index.php/policies/tis-2134-2565-air-conditioner-room-energy-efficiency | https://a.tisi.go.th/t/?n=7393
TIS 2186-2547 Thai Industrial Standard for Household Refrigerators | The standard specifies the energy efficiency of compression-type refrigerators for household and similar use. It covers only compression types. It includes requirements, marks and labels, sampling, and criteria for conformity and testing. It's been replaced by TIS 2186-2561(2018). | Thailand | Refrigerators-Freezers | Mandatory | Minimum Performance Standard | New, Superseded | 2004 |  | August 2025 | Electricity | TIS 455-2537 | Thai Industrial Standards Institute (TISI) | Energy Efficiency | https://cprc-clasp.ngo/index.php/policies/tis-2186-2547-thai-industrial-standard-household-refrigerators | https://service.tisi.go.th/fulltext/2186_2547.pdf
TIS 2337-2557 (2014) Ballasts for tubular fluorescent lamps: Energy efficiency requirements | This standard specifies energy efficiency requirements and the measurement of the power consumption of ballasts for fluorescent lamps and determines the energy efficiency index, which is generally shown on the ballast. This standard also specifies the minimum energy performance standards (MEPS) requirements of ballasts for fluorescent lamps. The ballasts covered by this standard are the ferromagnetic or electronic types, that are used with fluorescent lamps with a rated lamp power from 10 W to 70 W, for use on 50 Hz supplies of 220/230/240V. This standard covers ballasts that are supplied as separate components or as part of a luminaire. | Thailand | Lighting, Drivers/ Controls, Fluorescent and HID Lighting | Mandatory | Minimum Performance Standard | Entered into force, New | 2017 |  | April 2022 | Electricity |  | Thai Industrial Standards Institute (TISI) | Energy Efficiency | https://cprc-clasp.ngo/index.php/policies/tis-2337-2557-2014-ballasts-tubular-fluorescent-lamps-energy-efficiency-requirements | https://www.tisi.go.th/data/standard/fulltext/TIS-2337-2557.pdf
Togo standard for pico-solar and SHS kits (IEC TS 62257-9-5) | This policy applies to off-grid renewable energy products with batteries and solar modules with DC system voltages not exceeding 35 V and peak power ratings not exceeding 350 W. | Togo | Solar Energy Kits | Mandatory | Quality Standard | Entered into force, New | 2017 |  | October 2023 | Electricity | IEC TS 62257-9-5:2018 | Agence Togolaise de Normalisation | Energy Efficiency, Off-Grid | https://cprc-clasp.ngo/index.php/policies/togo-standard-pico-solar-and-shs-kits-iec-ts-62257-9-5 | entity:node/1349
Togo standard for pico-solar and SHS kits (IEC TS 62257-9-8) | This policy provides baseline requirements for quality, durability, and truth in advertising to protect consumers of off-grid renewable energy products. Evaluation of these requirements is based on tests described in IEC TS 62257-9-5. | Togo | Solar Energy Kits | Mandatory | Quality Standard | Entered into force, New | 2020 |  | October 2023 | Electricity | IEC TS 62257-9-5:2018 | Agence Togolaise de Normalisation | Energy Efficiency, Off-Grid | https://cprc-clasp.ngo/index.php/policies/togo-standard-pico-solar-and-shs-kits-iec-ts-62257-9-8
UAE.S 5010-2:2013 – Labeling – Energy efficiency label for electrical appliances Part 2: Washing Machines and Dryers | This regulation deals with methods for measuring the energy and water consumption of clothes washing machines for household use, with or without heating devices and for cold and/or hot water supply. It also deals with appliances for water extraction by centrifugal force and is applicable to appliances for both washing and drying textiles (washer-dryers). This standard also applies to household electric tumble dryers, automatic and non-automatic type, with or without a cold water supply and incorporating a heating device. | United Arab Emirates | Clothes Dryers, Washing Machines | Mandatory | Comparative Label, Minimum Performance Standard | Entered into force, New | 2013 |  | August 2019 | Electricity | IEC 60456 /2010 | Emirates Authority For Standardization & Metrology | Energy Efficiency | https://cprc-clasp.ngo/index.php/policies/uaes-5010-22013-labeling-energy-efficiency-label-electrical-appliances-part-2-washing | http://www.puntofocal.gov.ar/notific_otros_miembros/are119_t.pdf
UAE.S 5010-5: 2019 – Labeling – Energy efficiency label for electrical appliances - Part 5: commercial and central air conditioners. | This standard deals with the energy efficiency labels and the minimum energy performance standard (MEPS) requirements for factory-made residential, commercial and industrial. | United Arab Emirates | Central ACs | Mandatory | Comparative Label, Minimum Performance Standard | Entered into force, New | 2014 | 2019 | June 2021 | Electricity |  | Emirates Authority For Standardization & Metrology | Energy Efficiency | https://cprc-clasp.ngo/index.php/policies/uaes-5010-5-2019-labeling-energy-efficiency-label-electrical-appliances-part-5-commercial | https://members.wto.org/crnattachments/2019/TBT/ARE/19_1430_00_e.pdf
UAE.S 5010-6: 2018 – Labeling – Energy efficiency label for electrical appliances Part 6: Dishwashers. | This regulation is developed to ensure that dishwasher are registered and monitored for their continuous compliance to the set specifications. Includes energy consumption and water consumption. | United Arab Emirates | Dishwashers | Mandatory | Comparative Label, Minimum Performance Standard | Entered into force, New | 2016 | 2018 | June 2021 | Electricity |  | Emirates Authority For Standardization & Metrology | Energy Efficiency | https://cprc-clasp.ngo/index.php/policies/uaes-5010-6-2018-labeling-energy-efficiency-label-electrical-appliances-part-6-dishwashers | https://members.wto.org/crnattachments/2018/TBT/ARE/18_1779_00_e.pdf
UAE.S 5010-7: 2017 – Labeling – Energy Efficiency Label for Electrical Appliances - Part: 7 Minimum Energy Efficiency Limits for Rotodynamic Water Pumps. | This standard covers brand new rotodynamic water pumps for pumping clean water, including where integrated in other products. | United Arab Emirates | Pumps Other | Mandatory | Comparative Label, Minimum Performance Standard | Entered into force, New | 2017 |  | August 2019 | Electricity |  | Emirates Authority For Standardization & Metrology | Energy Efficiency | https://cprc-clasp.ngo/index.php/policies/uaes-5010-7-2017-labeling-energy-efficiency-label-electrical-appliances-part-7-minimum | https://etrans.esma.gov.ae/english/purchase-standards/pages/standards-listing.aspx?categorytype=1&categoryid=2361a709-8375-e511-9402-005056b81473&legalstatus=2
UNIT 1138:2011 Eficiencia energética – Aparatos de refrigeración eléctricos de uso doméstico – Especificaciones y etiquetado | This standard specifies MEPS and labeling requirements for household refrigerators, freezers, refrigerator-freezers. | Uruguay | Refrigerators-Freezers, Freezers-only | Mandatory | Minimum Performance Standard | Entered into force, New | 2011 |  | October 2019 | Electricity | UNIT IEC 62552:2007, UNIT NM 60335-1:2010, IEC 69335-2-24:2002 | Ministerio de Industria, Energía y Minería | Energy Efficiency | https://cprc-clasp.ngo/index.php/policies/unit-11382011-eficiencia-energetica-aparatos-de-refrigeracion-electricos-de-uso-domestico | https://www.gub.uy/ministerio-industria-energia-mineria/sites/ministerio-industria-energia-mineria/files/2025-04/UNIT%201138%202011%20-%20Eficiencia%20Energetica.%20Aparatos%20de%20refrigeracion%20electricos%20de%20uso%20domestico.%20Especificaciones%20y%20etiquetado.pdf
UNIT 1159:2007 Eficiencia energética - Lámparas incandescentes de uso doméstico y similares - Especificaciones y etiquetado | This standard specifies MEPS and labeling requirements for incandescent lamps. | Uruguay | Directional Lamps | Mandatory | Comparative Label, Minimum Performance Standard | Entered into force, New | 2007 |  | October 2019 | Electricity | UNIT 1155:2007, IEC 60064 | Ministerio de Industria, Energía y Minería | Energy Efficiency | https://cprc-clasp.ngo/index.php/policies/unit-11592007-eficiencia-energetica-lamparas-incandescentes-de-uso-domestico-y-similares | http://www.eficienciaenergetica.gub.uy/documents/20182/26296/UNIT+1159+-+Eficiencia+Energetica.+Lamparas+incandescentes+de+uso+domestico+y+similares+-+Especificaciones+etiquetado.pdf/7e86af5f-cb55-4c99-a3f1-1aaed79498db
UNIT 1160:2007 Eficiencia energética - Lámparas fluorescentes compactas, circulares y tubulares - Especificaciones y etiquetado | This standard specifies MEPS and labeling requirements for compact, circular, and tubular fluorescent lamps. | Uruguay | Tubular Lamps, Non-Directional lamps | Mandatory | Minimum Performance Standard | Entered into force, New | 2007 |  | October 2019 | Electricity | UNIT 1155:2007, IEC 60081, IEC 60901, IEC 60969 | Ministerio de Industria, Energía y Minería | Energy Efficiency | https://cprc-clasp.ngo/index.php/policies/unit-11602007-eficiencia-energetica-lamparas-fluorescentes-compactas-circulares-y | http://www.eficienciaenergetica.gub.uy/documents/20182/26296/UNIT+1160+-+Eficiencia+Energetica.+Lamparas+fluorescentes+compactas%2C+circulares+y+tubulares.+Especificaciones+y+etiquetado.pdf/0de30c77-9758-48ed-b393-3085dcf6af48
UNIT 1170: 2009 Eficiencia Energética - Acondicionadores de aire y bombas de calor - Especificaciones y etiquetado | This standard specifies MEPS and labeling requirements for air conditioners and heat pumps for domestic use. It applies to air conditioners and heat pumps that have a capacity of up to 12kW and are included in the scope of UNIT-ISO 5151. | Uruguay | Room ACs - Stationary ACs | Mandatory | Minimum Performance Standard | Entered into force, New | 2009 |  | October 2019 | Electricity | UNIT-ISO 5151, UNIT-IEC 60335-1:1992, IEC 60335-2-40 | Ministerio de Industria, Energía y Minería | Energy Efficiency | https://cprc-clasp.ngo/index.php/policies/unit-1170-2009-eficiencia-energetica-acondicionadores-de-aire-y-bombas-de-calor | http://www.eficienciaenergetica.gub.uy/documents/20182/26296/UNIT+1170+-+Eficiencia+Energetica.+Acondicionadores+de+aire+y+bombas+de+calor.+Especificaciones+y+etiquetado.pdf/26a59c64-d828-496f-ae33-a4f07eadacf7
US 902:2011 Self-ballasted lamps for General Lighting Services - Performance requirements | This Uganda Standard specifies the performance requirements; together with the test methods and conditions required to show compliance of tubular fluorescent and other gas-discharge lamps with integrated means for controlling starting and stable operation -self-ballasted lamps; intended for domestic and similar general lighting purposes. | Uganda | Tubular Lamps | Mandatory | Minimum Performance Standard | Entered into force, New | 2011 |  | November 2019 | Electricity |  | Uganda National Bureau of Standards (UNBS) | Energy Efficiency | https://cprc-clasp.ngo/index.php/policies/us-9022011-self-ballasted-lamps-general-lighting-services-performance-requirements | https://webstore.unbs.go.ug/store.php?src=540&preview
US 903-1:2011 Double-capped fluorescent lamps-performance specifications | This Uganda Standard specifies Minimum Energy Performance Standard (MEPS) requirements for double-capped tubular fluorescent lamps with a nominal length of 550 mm to 1500 mm and having nominal lamp wattage of 16 watts or more. This standard covers lamps for general illumination purposes, for use in luminaires and with lamp ballasts connected to a 240 V 50 Hz single phase or similar mains supply. | Uganda | Tubular Lamps | Mandatory | Minimum Performance Standard | Entered into force, New | 2011 |  | November 2019 | Electricity |  | Uganda National Bureau of Standards (UNBS) | Energy Efficiency | https://cprc-clasp.ngo/index.php/policies/us-903-12011-double-capped-fluorescent-lamps-performance-specifications | https://webstore.unbs.go.ug/store.php?src=541&preview
US 904-1:2011 Performance of electrical lighting equipment-ballasts for fluorescent lamps - Part 1: Energy labeling and Minimum Energy Performance Standards requirements | This Uganda Standard specifies requirements for the classification of ballasts for a range of fluorescent lamp types according to their Energy Efficiency Index -EEI- and the form of labeling of the EEI; which is generally shown on the ballast rating plate | Uganda | Fluorescent and HID Lighting | Mandatory | Comparative Label, Minimum Performance Standard | Entered into force, New | 2011 |  | November 2019 | Electricity |  | Uganda National Bureau of Standards (UNBS) | Energy Efficiency | https://cprc-clasp.ngo/index.php/policies/us-904-12011-performance-electrical-lighting-equipment-ballasts-fluorescent-lamps-part-1 | https://webstore.unbs.go.ug/store.php?src=543&preview
US 905-1:2011 Rotating electrical machines - General requirements - Part 1: Three phase cage induction motors - High efficiency and Minimum Energy Performance Standards requirement | This Uganda Standard applies to three-phase cage induction motors with ratings from 0.73 kW and up to but not including 185 kW. The scope covers motors of rated voltages up to 1100 V a.c | Uganda | 3-Phase Motors | Mandatory | Minimum Performance Standard | Entered into force, New | 2011 |  | November 2020 | Electricity |  | Uganda National Bureau of Standards (UNBS) | Energy Efficiency, Industrial Sector | https://cprc-clasp.ngo/index.php/policies/us-905-12011-rotating-electrical-machines-general-requirements-part-1-three-phase-cage | https://webstore.unbs.go.ug/store.php?src=1760&preview
US IEC 62257-9-8: 2020 | Standalone off-grid solar products (pico-PV and SHS kits) up to 350 Wp. | Uganda | Solar Energy Kits | Mandatory | Quality Standard | Entered into force, New | 2021 |  | June 2021 | Solar | IEC TS 62257-9-5 | Uganda National Bureau of Standards (UNBS) | Energy Efficiency, Off-Grid | https://cprc-clasp.ngo/index.php/policies/us-iec-62257-9-8-2020 | https://webstore.unbs.go.ug//store.php?src=4427&preview
US900-1-2011 Performance of household electrical appliances refrigerating appliances- Part 1 Energy labeling and MEPs requirements | This Uganda Standard specifies the energy labeling and Minimum Energy Performance Standard requirements for vapour compression refrigerating appliances that can be connected to mains power and which are within the scope of US 900-2. Such refrigerating appliances that are used in the commercial sector are included within the scope. | Uganda | Refrigerators-Freezers, Freezers-only | Mandatory | Comparative Label, Minimum Performance Standard | Entered into force, New | 2011 |  | November 2020 | Electricity | US900-2:2011 | Uganda National Bureau of Standards (UNBS) | Energy Efficiency, Industrial Sector | https://cprc-clasp.ngo/index.php/policies/us900-1-2011-performance-household-electrical-appliances-refrigerating-appliances-part-1 | https://webstore.unbs.go.ug/store.php?src=539&preview
VC 9006 Hot Water Storage Tanks for Domestic Use | This specification covers the requirements for hot water storage tanks for domestic use. It includes fixed electrical storage water heaters; stand-alone water heaters and water containers with or without heat exchangers or heating jackets intended for use in solar heating and heat pump applications; and tanks used for storage of hot water only. | South Africa | Storage Water Heaters | Mandatory | Comparative Label, Minimum Performance Standard | Entered into force, New | 2014 |  | September 2022 | Electricity | SANS 151 | National Regulator for Compulsory Specification (NRCS) | Energy Efficiency | https://cprc-clasp.ngo/index.php/policies/vc-9006-hot-water-storage-tanks-domestic-use | https://www.nrcs.org.za/CompulsarySpecExtended/VC%209006%20Supplement.pdf